## Elctric-NoGas
[5 empty] | Solar Area (m2) | 327620 |  |  | Wind Turbines, kW | [5 empty] | COP Heat Pump | Number of houses/2 | COP A/C | Conservation |  | Initial Storage, kWh |  | Wind, kW | Solar area
[5 empty] | Electrolysis Efficiency | 0 |  |  | 0 | 0 |  |  |  |  | 4.5 | 5000 | 9 | 0.5 |  | 3480179.3178
[5 empty] | Fuel cell efficiency | 0.7 | [13 empty] | Final Storage
[5 empty] | Storage (kWh) | 1513485.1003 | [13 empty] | -48125271.3325
[6 empty] | 133263009.112 |  |  |  | Total Electricity Demand | 131184043.7423 | [12 empty] | Wind, kW | PV-Rating | Total Wind MWh | Total Solar, MWh | H2 Volume | Dissipation, MWh
[6 empty] | rating | [14 empty] | Min Storage |  |  | 0 | 82053.7212 | 0 | 133263.0091 | 9714.1748 | 2078.9654
|  |  |  | 0 | 2077.929 | 0.25045 |  | 0 | 133263009.112 | 11991.76 | 14245.0487 |  |  | 0 | 0 | 131184043.7423 | 2078965.3697 |  |  | -50505259.1369 | -50505.2591
[6 empty] | 82053.7212 | [16 empty] | max volume
|  |  |  | Solar Supply Calculation | [7 empty] | Gas Demand Calculations | [10 empty] | 9714.1748 | 25.2278
Month | Day | Hour | Temp (℃) | Total Irradiance (Solar) (Wh/m2) | PV Cell Efficiency | Avg Solar Supply kwh | Wind, kWh/kW | Supply of Wind Turbines (kWh) | Total Renewable Supply (kWh) | A/C demand- 2 houses | Rest of Electric Demand 2 houses | gas demand In MJ for big house | takes out neg demand - puts them to 0 | Gas Demand (MJ) for 2 houses (small and big) | Gas Demand (kWh) with COP-HP | Total Demand (kWh) for all houses | Supply - Demand (kWh) | Deficit (kWh) | Surplus (kWh) | Storage (kWh) | Storage (MWh) | kg H | volume H (m3)
1 | 1 | 0 | 7.8 | 0 | 0.24 | 0 | 0.42091 | 0 | 0 | 0 | 1.6123 | 0 | 0 | 0 | 0 | 8061.3626 | -8061.3626 | -11516.2323 | 0 | 3468663.0856 | 3468.6631 | 105377.1064 | 3436.733
1 | 1 | 1 | 6.7 | 0 | 0.24 | 0 | 0.42187 | 0 | 0 | 0 | 1.2568 | 0 | 0 | 0 | 0 | 6284.1441 | -6284.1441 | -8977.3488 | 0 | 3459685.7368 | 3459.6857 | 105104.3768 | 3427.8383
1 | 1 | 2 | 5.6 | 0 | 0.24 | 0 | 0.41664 | 0 | 0 | 0 | 1.1966 | 0 | 0 | 0 | 0 | 5982.998 | -5982.998 | -8547.14 | 0 | 3451138.5968 | 3451.1386 | 104844.7169 | 3419.3698
1 | 1 | 3 | 5 | 0 | 0.24 | 0 | 0.40571 | 0 | 0 | 0 | 1.1836 | 0 | 0 | 0 | 0 | 5917.9778 | -5917.9778 | -8454.254 | 0 | 3442684.3428 | 3442.6843 | 104587.8788 | 3410.9934
1 | 1 | 4 | 5.6 | 0 | 0.24 | 0 | 0.40099 | 0 | 0 | 0 | 1.1594 | 0 | 0 | 0 | 0 | 5797.0631 | -5797.0631 | -8281.5187 | 0 | 3434402.8241 | 3434.4028 | 104336.2883 | 3402.7881
1 | 1 | 5 | 6.7 | 0 | 0.24 | 0 | 0.38949 | 0 | 0 | 0 | 1.1156 | 0 | 0 | 0 | 0 | 5578.0477 | -5578.0477 | -7968.6396 | 0 | 3426434.1846 | 3426.4342 | 104094.2031 | 3394.8928
1 | 1 | 6 | 5 | 0 | 0.24 | 0 | 0.36222 | 0 | 0 | 0 | 1.1416 | 0 | 0 | 0 | 0 | 5708.0881 | -5708.0881 | -8154.4115 | 0 | 3418279.773 | 3418.2798 | 103846.4741 | 3386.8135
1 | 1 | 7 | 4.4 | 38.4808 | 0.24 | 3025.6954 | 0.33901 | 0 | 3025.6954 | 0 | 1.1685 | 0 | 0 | 0 | 0 | 5842.6913 | -2816.9959 | -4024.2798 | 0 | 3414255.4932 | 3414.2555 | 103724.2175 | 3382.8262
1 | 1 | 8 | 8.9 | 292.5929 | 0.24 | 23006.2285 | 0.30564 | 0 | 23006.2285 | 0 | 1.4028 | 0 | 0 | 0 | 0 | 7014.1954 | 15992.0332 | 0 | 11194.4232 | 3425449.9164 | 3425.4499 | 104064.3013 | 3393.9176
1 | 1 | 9 | 11.1 | 564.0364 | 0.24 | 44349.5014 | 0.27668 | 0 | 44349.5014 | 0 | 1.719 | 0 | 0 | 0 | 0 | 8595.2126 | 35754.2889 | 0 | 25028.0022 | 3450477.9186 | 3450.4779 | 104824.6456 | 3418.7152
1 | 1 | 10 | 13.9 | 756.0091 | 0.24 | 59444.0844 | 0.23876 | 0 | 59444.0844 | 0 | 1.5781 | 0 | 0 | 0 | 0 | 7890.2568 | 51553.8276 | 0 | 36087.6793 | 3486565.5979 | 3486.5656 | 105920.9802 | 3454.4707
1 | 1 | 11 | 15.6 | 853.742 | 0.24 | 67128.7056 | 0.20953 | 0 | 67128.7056 | 0 | 1.6921 | 0 | 0 | 0 | 0 | 8460.6094 | 58668.0962 | 0 | 41067.6673 | 3527633.2653 | 3527.6333 | 107168.6055 | 3495.1603
1 | 1 | 12 | 17.2 | 860.9139 | 0.24 | 67692.6289 | 0.18136 | 0 | 67692.6289 | 0 | 2.0654 | 0 | 0 | 0 | 0 | 10326.8028 | 57365.8261 | 0 | 40156.0782 | 3567789.3435 | 3567.7893 | 108388.537 | 3534.9467
1 | 1 | 13 | 17.2 | 775.5667 | 0.24 | 60981.8826 | 0.1644 | 0 | 60981.8826 | 0 | 1.7193 | 0 | 0 | 0 | 0 | 8596.3533 | 52385.5294 | 0 | 36669.8706 | 3604459.2141 | 3604.4592 | 109502.5584 | 3571.2791
1 | 1 | 14 | 16.7 | 681.2049 | 0.24 | 53562.3216 | 0.15719 | 0 | 53562.3216 | 0 | 1.4352 | 0 | 0 | 0 | 0 | 7176.1755 | 46386.1461 | 0 | 32470.3023 | 3636929.5164 | 3636.9295 | 110488.998 | 3603.4505
1 | 1 | 15 | 17.2 | 534.8443 | 0.24 | 42054.1634 | 0.1435 | 0 | 42054.1634 | 0 | 1.435 | 0 | 0 | 0 | 0 | 7175.0348 | 34879.1287 | 0 | 24415.3901 | 3661344.9064 | 3661.3449 | 111230.7313 | 3627.6411
1 | 1 | 16 | 16.1 | 306.8217 | 0.24 | 24125.0249 | 0.12986 | 0 | 24125.0249 | 0 | 1.4638 | 0 | 0 | 0 | 0 | 7318.7636 | 16806.2613 | 0 | 11764.3829 | 3673109.2893 | 3673.1093 | 111588.1303 | 3639.2972
1 | 1 | 17 | 12.8 | 45.1295 | 0.24 | 3548.4792 | 0.11423 | 0 | 3548.4792 | 0 | 2.0546 | 0 | 0 | 0 | 0 | 10273.1897 | -6724.7105 | -9606.7293 | 0 | 3663502.56 | 3663.5026 | 111296.2803 | 3629.7789
1 | 1 | 18 | 13.3 | 0 | 0.24 | 0 | 0.10988 | 0 | 0 | 0 | 3.5125 | 0 | 0 | 0 | 0 | 17562.295 | -17562.295 | -25088.9928 | 0 | 3638413.5672 | 3638.4136 | 110534.0831 | 3604.9208
1 | 1 | 19 | 10.6 | 0 | 0.24 | 0 | 0.11218 | 0 | 0 | 0 | 3.7422 | 0 | 0 | 0 | 0 | 18710.985 | -18710.985 | -26729.9785 | 0 | 3611683.5887 | 3611.6836 | 109722.0331 | 3578.4369
1 | 1 | 20 | 7.8 | 0 | 0.24 | 0 | 0.11602 | 0 | 0 | 0 | 3.7027 | 0 | 0 | 0 | 0 | 18513.643 | -18513.643 | -26448.0614 | 0 | 3585235.5273 | 3585.2355 | 108918.5477 | 3552.2323
1 | 1 | 21 | 5.6 | 0 | 0.24 | 0 | 0.12227 | 0 | 0 | 0 | 3.5864 | 0 | 0 | 0 | 0 | 17931.8834 | -17931.8834 | -25616.9763 | 0 | 3559618.551 | 3559.6186 | 108140.3104 | 3526.8512
1 | 1 | 22 | 5 | 0 | 0.24 | 0 | 0.12854 | 0 | 0 | 0 | 3.181 | 0 | 0 | 0 | 0 | 15904.8505 | -15904.8505 | -22721.215 | 0 | 3536897.3359 | 3536.8973 | 107450.0456 | 3504.3391
1 | 1 | 23 | 4.4 | 0 | 0.24 | 0 | 0.1397 | 0 | 0 | 0 | 2.2679 | 0 | 0 | 0 | 0 | 11339.7489 | -11339.7489 | -16199.6413 | 0 | 3520697.6946 | 3520.6977 | 106957.9046 | 3488.2886
1 | 2 | 0 | 2.8 | 0 | 0.24 | 0 | 0.13916 | 0 | 0 | 0 | 1.3513 | 0 | 0 | 0 | 0 | 6756.396 | -6756.396 | -9651.9943 | 0 | 3511045.7003 | 3511.0457 | 106664.6795 | 3478.7254
1 | 2 | 1 | 2.2 | 0 | 0.24 | 0 | 0.12827 | 0 | 0 | 0 | 1.1252 | 0 | 0 | 0 | 0 | 5625.9573 | -5625.9573 | -8037.0819 | 0 | 3503008.6184 | 3503.0086 | 106420.515 | 3470.7623
1 | 2 | 2 | 1.1 | 0 | 0.24 | 0 | 0.12941 | 0 | 0 | 0 | 1.1555 | 0 | 0 | 0 | 0 | 5777.6711 | -5777.6711 | -8253.8158 | 0 | 3494754.8026 | 3494.7548 | 106169.7662 | 3462.5845
1 | 2 | 3 | 0 | 0 | 0.24 | 0 | 0.14058 | 0 | 0 | 0 | 1.1165 | 0 | 0 | 0 | 0 | 5582.6105 | -5582.6105 | -7975.1579 | 0 | 3486779.6447 | 3486.7796 | 105927.4829 | 3454.6828
1 | 2 | 4 | 0.6 | 0 | 0.24 | 0 | 0.14224 | 0 | 0 | 0 | 1.0047 | 0 | 0 | 0 | 0 | 5023.665 | -5023.665 | -7176.6644 | 0 | 3479602.9804 | 3479.603 | 105709.4576 | 3447.5722
1 | 2 | 5 | 1.7 | 0 | 0.24 | 0 | 0.1431 | 0 | 0 | 0 | 0.9931 | 0 | 0 | 0 | 0 | 4965.4891 | -4965.4891 | -7093.5558 | 0 | 3472509.4245 | 3472.5094 | 105493.9572 | 3440.5439
1 | 2 | 6 | -0.6 | 0 | 0.24 | 0 | 0.11916 | 0 | 0 | 0 | 1.0666 | 0 | 0 | 0 | 0 | 5332.7961 | -5332.7961 | -7618.2802 | 0 | 3464891.1443 | 3464.8911 | 105262.5158 | 3432.9958
1 | 2 | 7 | 1.1 | 38.9621 | 0.24 | 3063.5469 | 0.10954 | 0 | 3063.5469 | 0 | 1.0869 | 0 | 0 | 0 | 0 | 5434.3189 | -2370.7719 | -3386.817 | 0 | 3461504.3273 | 3461.5043 | 105159.6251 | 3429.6401
1 | 2 | 8 | 3.3 | 297.176 | 0.24 | 23366.592 | 0.09563 | 0 | 23366.592 | 0 | 1.3301 | 0 | 0 | 0 | 0 | 6650.3104 | 16716.2815 | 0 | 11701.3971 | 3473205.7244 | 3473.2057 | 105515.1106 | 3441.2338
1 | 2 | 9 | 5.6 | 563.546 | 0.24 | 44310.9426 | 0.091085 | 0 | 44310.9426 | 0 | 1.5548 | 0 | 0 | 0 | 0 | 7773.9049 | 36537.0377 | 0 | 25575.9264 | 3498781.6508 | 3498.7817 | 106292.1008 | 3466.5743
1 | 2 | 10 | 8.3 | 754.4174 | 0.24 | 59318.9311 | 0.081947 | 0 | 59318.9311 | 0 | 1.7081 | 0 | 0 | 0 | 0 | 8540.4587 | 50778.4724 | 0 | 35544.9307 | 3534326.5814 | 3534.3266 | 107371.9468 | 3501.792
1 | 2 | 11 | 10 | 875.8078 | 0.24 | 68863.7146 | 0.06618 | 0 | 68863.7146 | 0 | 1.7074 | 0 | 0 | 0 | 0 | 8537.0366 | 60326.678 | 0 | 42228.6746 | 3576555.2561 | 3576.5553 | 108654.8432 | 3543.632
1 | 2 | 12 | 11.7 | 871.5707 | 0.24 | 68530.5545 | 0.068574 | 0 | 68530.5545 | 0 | 2.059 | 0 | 0 | 0 | 0 | 10294.8631 | 58235.6914 | 0 | 40764.984 | 3617320.2401 | 3617.3202 | 109893.2731 | 3584.0217
1 | 2 | 13 | 13.3 | 789.8741 | 0.24 | 62106.8564 | 0.071555 | 0 | 62106.8564 | 0 | 1.646 | 0 | 0 | 0 | 0 | 8230.1869 | 53876.6695 | 0 | 37713.6686 | 3655033.9087 | 3655.0339 | 111039.0048 | 3621.3882
1 | 2 | 14 | 14.4 | 700.4569 | 0.24 | 55076.0878 | 0.077251 | 0 | 55076.0878 | 0 | 1.1295 | 0 | 0 | 0 | 0 | 5647.6307 | 49428.4571 | 0 | 34599.92 | 3689633.8287 | 3689.6338 | 112090.1416 | 3655.6696
1 | 2 | 15 | 15 | 546.3262 | 0.24 | 42956.9765 | 0.10141 | 0 | 42956.9765 | 0 | 1.0465 | 0 | 0 | 0 | 0 | 5232.4141 | 37724.5624 | 0 | 26407.1937 | 3716041.0224 | 3716.041 | 112892.3855 | 3681.8337
1 | 2 | 16 | 13.9 | 324.5486 | 0.24 | 25518.8679 | 0.10303 | 0 | 25518.8679 | 0 | 1.1886 | 0 | 0 | 0 | 0 | 5943.0733 | 19575.7946 | 0 | 13703.0562 | 3729744.0786 | 3729.7441 | 113308.6809 | 3695.4106
1 | 2 | 17 | 11.7 | 50.0067 | 0.24 | 3931.9657 | 0.1079 | 0 | 3931.9657 | 0 | 1.6698 | 0 | 0 | 0 | 0 | 8348.8203 | -4416.8546 | -6309.7922 | 0 | 3723434.2864 | 3723.4343 | 113116.991 | 3689.1589
1 | 2 | 18 | 9.4 | 0 | 0.24 | 0 | 0.10448 | 0 | 0 | 0 | 2.9873 | 0 | 0 | 0 | 0 | 14936.3919 | -14936.3919 | -21337.7028 | 0 | 3702096.5836 | 3702.0966 | 112468.757 | 3668.0176
1 | 2 | 19 | 8.3 | 0 | 0.24 | 0 | 0.10241 | 0 | 0 | 0 | 3.3918 | 0 | 0 | 0 | 0 | 16958.862 | -16958.862 | -24226.9457 | 0 | 3677869.6379 | 3677.8696 | 111732.7485 | 3644.0137
1 | 2 | 20 | 5.6 | 0 | 0.24 | 0 | 0.093367 | 0 | 0 | 0 | 3.3674 | 0 | 0 | 0 | 0 | 16836.8066 | -16836.8066 | -24052.5808 | 0 | 3653817.0571 | 3653.8171 | 111002.0372 | 3620.1825
1 | 2 | 21 | 6.7 | 0 | 0.24 | 0 | 0.10597 | 0 | 0 | 0 | 3.4372 | 0 | 0 | 0 | 0 | 17185.8623 | -17185.8623 | -24551.2319 | 0 | 3629265.8252 | 3629.2658 | 110256.177 | 3595.8573
1 | 2 | 22 | 5.6 | 0 | 0.24 | 0 | 0.13187 | 0 | 0 | 0 | 3.3455 | 0 | 0 | 0 | 0 | 16727.2989 | -16727.2989 | -23896.1412 | 0 | 3605369.684 | 3605.3697 | 109530.2182 | 3572.1811
1 | 2 | 23 | 5.6 | 0 | 0.24 | 0 | 0.14162 | 0 | 0 | 0 | 3.1953 | 0 | 0 | 0 | 0 | 15976.7149 | -15976.7149 | -22823.8785 | 0 | 3582545.8055 | 3582.5458 | 108836.8346 | 3549.5674
1 | 3 | 0 | 6.1 | 0 | 0.24 | 0 | 0.17983 | 0 | 0 | 0 | 2.2682 | 0 | 0 | 0 | 0 | 11340.8896 | -11340.8896 | -16201.2709 | 0 | 3566344.5346 | 3566.3445 | 108344.6441 | 3533.5152
1 | 3 | 1 | 5.6 | 0 | 0.24 | 0 | 0.20884 | 0 | 0 | 0 | 1.2413 | 0 | 0 | 0 | 0 | 6206.5762 | -6206.5762 | -8866.5374 | 0 | 3557477.9972 | 3557.478 | 108075.2809 | 3524.7303
1 | 3 | 2 | 5 | 0 | 0.24 | 0 | 0.23624 | 0 | 0 | 0 | 1.0038 | 0 | 0 | 0 | 0 | 5019.1022 | -5019.1022 | -7170.146 | 0 | 3550307.8511 | 3550.3079 | 107857.4537 | 3517.6262
1 | 3 | 3 | 3.9 | 0 | 0.24 | 0 | 0.26549 | 0 | 0 | 0 | 1.0237 | 0 | 0 | 0 | 0 | 5118.3436 | -5118.3436 | -7311.9194 | 0 | 3542995.9318 | 3542.9959 | 107635.3194 | 3510.3816
1 | 3 | 4 | 3.9 | 0 | 0.24 | 0 | 0.27719 | 0 | 0 | 0 | 1.0102 | 0 | 0 | 0 | 0 | 5051.042 | -5051.042 | -7215.7742 | 0 | 3535780.1575 | 3535.7802 | 107416.1061 | 3503.2322
1 | 3 | 5 | 2.2 | 0 | 0.24 | 0 | 0.27031 | 0 | 0 | 0 | 1.0123 | 0 | 0 | 0 | 0 | 5061.3083 | -5061.3083 | -7230.4404 | 0 | 3528549.7171 | 3528.5497 | 107196.4471 | 3496.0683
1 | 3 | 6 | 2.8 | 0 | 0.24 | 0 | 0.2789 | 0 | 0 | 0 | 1.099 | 0 | 0 | 0 | 0 | 5494.7762 | -5494.7762 | -7849.6803 | 0 | 3520700.0367 | 3520.7 | 106957.9758 | 3488.2909
1 | 3 | 7 | 1.7 | 34.0688 | 0.24 | 2678.7905 | 0.28586 | 0 | 2678.7905 | 0 | 1.2363 | 0 | 0 | 0 | 0 | 6181.4807 | -3502.6902 | -5003.8431 | 0 | 3515696.1936 | 3515.6962 | 106805.9603 | 3483.3331
1 | 3 | 8 | 5.6 | 261.9924 | 0.24 | 20600.1442 | 0.27416 | 0 | 20600.1442 | 0 | 1.4058 | 0 | 0 | 0 | 0 | 7029.0245 | 13571.1197 | 0 | 9499.7838 | 3525195.9774 | 3525.196 | 107094.5613 | 3492.7455
1 | 3 | 9 | 9.4 | 563.3848 | 0.24 | 44298.2669 | 0.23389 | 0 | 44298.2669 | 0 | 1.7624 | 0 | 0 | 0 | 0 | 8811.9465 | 35486.3204 | 0 | 24840.4243 | 3550036.4017 | 3550.0364 | 107849.2071 | 3517.3572
1 | 3 | 10 | 12.8 | 754.8173 | 0.24 | 59350.3762 | 0.19123 | 0 | 59350.3762 | 0 | 1.6177 | 0 | 0 | 0 | 0 | 8088.7395 | 51261.6367 | 0 | 35883.1457 | 3585919.5474 | 3585.9195 | 108939.328 | 3552.9101
1 | 3 | 11 | 15 | 876.3198 | 0.24 | 68903.9768 | 0.18656 | 0 | 68903.9768 | 0 | 2.1477 | 0 | 0 | 0 | 0 | 10738.5974 | 58165.3795 | 0 | 40715.7656 | 3626635.313 | 3626.6353 | 110176.2627 | 3593.251
1 | 3 | 12 | 16.7 | 859.5995 | 0.24 | 67589.2757 | 0.19069 | 0 | 67589.2757 | 0 | 2.453 | 0 | 0 | 0 | 0 | 12264.8607 | 55324.415 | 0 | 38727.0905 | 3665362.4035 | 3665.3624 | 111352.7819 | 3631.6216
1 | 3 | 13 | 17.2 | 770.689 | 0.24 | 60598.3506 | 0.19644 | 0 | 60598.3506 | 0 | 1.6059 | 0 | 0 | 0 | 0 | 8029.4229 | 52568.9278 | 0 | 36798.2494 | 3702160.6529 | 3702.1607 | 112470.7034 | 3668.0811
1 | 3 | 14 | 16.7 | 670.2456 | 0.24 | 52700.6082 | 0.2169 | 0 | 52700.6082 | 0 | 1.1551 | 0 | 0 | 0 | 0 | 5775.3897 | 46925.2185 | 0 | 32847.6529 | 3735008.3059 | 3735.0083 | 113468.6068 | 3700.6264
1 | 3 | 15 | 16.1 | 537.461 | 0.24 | 42259.9104 | 0.2295 | 0 | 42259.9104 | 0 | 1.3328 | 0 | 0 | 0 | 0 | 6663.9989 | 35595.9115 | 0 | 24917.1381 | 3759925.4439 | 3759.9254 | 114225.5831 | 3725.3142
1 | 3 | 16 | 14.4 | 322.9513 | 0.24 | 25393.2722 | 0.18521 | 0 | 25393.2722 | 0 | 1.1925 | 0 | 0 | 0 | 0 | 5962.4653 | 19430.8069 | 0 | 13601.5648 | 3773527.0087 | 3773.527 | 114638.7952 | 3738.7905
1 | 3 | 17 | 11.7 | 51.6614 | 0.24 | 4062.0759 | 0.14162 | 0 | 4062.0759 | 0 | 1.4911 | 0 | 0 | 0 | 0 | 7455.6482 | -3393.5724 | -4847.9605 | 0 | 3768679.0482 | 3768.679 | 114491.5154 | 3733.9872
1 | 3 | 18 | 7.8 | 0 | 0.24 | 0 | 0.11126 | 0 | 0 | 0 | 2.6143 | 0 | 0 | 0 | 0 | 13071.3392 | -13071.3392 | -18673.3417 | 0 | 3750005.7065 | 3750.0057 | 113924.224 | 3715.4857
1 | 3 | 19 | 7.2 | 0 | 0.24 | 0 | 0.11021 | 0 | 0 | 0 | 3.4714 | 0 | 0 | 0 | 0 | 17356.9681 | -17356.9681 | -24795.6687 | 0 | 3725210.0378 | 3725.21 | 113170.9379 | 3690.9183
1 | 3 | 20 | 6.1 | 0 | 0.24 | 0 | 0.15543 | 0 | 0 | 0 | 3.7433 | 0 | 0 | 0 | 0 | 18716.6885 | -18716.6885 | -26738.1264 | 0 | 3698471.9114 | 3698.4719 | 112358.6403 | 3664.4263
1 | 3 | 21 | 5 | 0 | 0.24 | 0 | 0.17901 | 0 | 0 | 0 | 3.7178 | 0 | 0 | 0 | 0 | 18588.9295 | -18588.9295 | -26555.6136 | 0 | 3671916.2978 | 3671.9163 | 111551.8875 | 3638.1152
1 | 3 | 22 | 3.9 | 0 | 0.24 | 0 | 0.19155 | 0 | 0 | 0 | 3.1399 | 0 | 0 | 0 | 0 | 15699.5236 | -15699.5236 | -22427.8909 | 0 | 3649488.407 | 3649.4884 | 110870.5339 | 3615.8937
1 | 3 | 23 | 2.8 | 0 | 0.24 | 0 | 0.20342 | 0 | 0 | 0 | 1.8274 | 0 | 0 | 0 | 0 | 9137.0475 | -9137.0475 | -13052.9249 | 0 | 3636435.482 | 3636.4355 | 110473.9893 | 3602.961
1 | 4 | 0 | 1.7 | 0 | 0.24 | 0 | 0.23545 | 0 | 0 | 0 | 1.2771 | 0 | 0 | 0 | 0 | 6385.6669 | -6385.6669 | -9122.3813 | 0 | 3627313.1008 | 3627.3131 | 110196.8537 | 3593.9226
1 | 4 | 1 | 1.1 | 0 | 0.24 | 0 | 0.27393 | 0 | 0 | 0 | 1.2041 | 0 | 0 | 0 | 0 | 6020.6413 | -6020.6413 | -8600.9161 | 0 | 3618712.1847 | 3618.7122 | 109935.56 | 3585.4008
1 | 4 | 2 | 0 | 0 | 0.24 | 0 | 0.30675 | 0 | 0 | 0 | 1.2217 | 0 | 0 | 0 | 0 | 6108.4755 | -6108.4755 | -8726.3936 | 0 | 3609985.791 | 3609.9858 | 109670.4544 | 3576.7548
1 | 4 | 3 | -0.6 | 0 | 0.24 | 0 | 0.32676 | 0 | 0 | 0 | 1.2516 | 0 | 0 | 0 | 0 | 6257.9079 | -6257.9079 | -8939.8684 | 0 | 3601045.9226 | 3601.0459 | 109398.8635 | 3567.8972
1 | 4 | 4 | -1.1 | 0 | 0.24 | 0 | 0.34191 | 0 | 0 | 0 | 1.2479 | 0 | 0 | 0 | 0 | 6239.6566 | -6239.6566 | -8913.7952 | 0 | 3592132.1274 | 3592.1321 | 109128.0646 | 3559.0654
1 | 4 | 5 | -1.7 | 0 | 0.24 | 0 | 0.34911 | 0 | 0 | 0 | 1.2313 | 0 | 0 | 0 | 0 | 6156.3852 | -6156.3852 | -8794.8359 | 0 | 3583337.2915 | 3583.3373 | 108860.8797 | 3550.3516
1 | 4 | 6 | -2.2 | 0 | 0.24 | 0 | 0.337 | 0 | 0 | 0 | 1.5539 | 0 | 0 | 0 | 0 | 7769.3421 | -7769.3421 | -11099.0601 | 0 | 3572238.2313 | 3572.2382 | 108523.6931 | 3539.3547
1 | 4 | 7 | -1.7 | 33.5336 | 0.24 | 2636.7093 | 0.33077 | 0 | 2636.7093 | 0 | 1.8662 | 0 | 0 | 0 | 0 | 9330.9673 | -6694.258 | -9563.2258 | 0 | 3562675.0055 | 3562.675 | 108233.1647 | 3529.8795
1 | 4 | 8 | -0.6 | 260.3538 | 0.24 | 20471.3101 | 0.31781 | 0 | 20471.3101 | 0 | 1.7973 | 0 | 0 | 0 | 0 | 8986.4744 | 11484.8357 | 0 | 8039.385 | 3570714.3906 | 3570.7144 | 108477.3992 | 3537.8449
1 | 4 | 9 | 0.6 | 534.6515 | 0.24 | 42039.0073 | 0.28038 | 0 | 42039.0073 | 0 | 1.5203 | 0 | 0 | 0 | 0 | 7601.6585 | 34437.3488 | 0 | 24106.1442 | 3594820.5347 | 3594.8205 | 109209.7378 | 3561.7291
1 | 4 | 10 | 2.8 | 706.039 | 0.24 | 55514.996 | 0.14986 | 0 | 55514.996 | 0 | 1.545 | 0 | 0 | 0 | 0 | 7724.8546 | 47790.1414 | 0 | 33453.099 | 3628273.6337 | 3628.2736 | 110226.0344 | 3594.8743
1 | 4 | 11 | 4.4 | 734.6159 | 0.24 | 57761.9687 | 0.1487 | 0 | 57761.9687 | 0 | 1.8174 | 0 | 0 | 0 | 0 | 9086.8564 | 48675.1123 | 0 | 34072.5786 | 3662346.2123 | 3662.3462 | 111261.1508 | 3628.6332
1 | 4 | 12 | 6.1 | 771.9943 | 0.24 | 60700.983 | 0.18337 | 0 | 60700.983 | 0 | 2.0175 | 0 | 0 | 0 | 0 | 10087.2548 | 50613.7282 | 0 | 35429.6097 | 3697775.822 | 3697.7758 | 112337.4933 | 3663.7367
1 | 4 | 13 | 7.8 | 723.1323 | 0.24 | 56859.0226 | 0.16926 | 0 | 56859.0226 | 0 | 1.5386 | 0 | 0 | 0 | 0 | 7692.9149 | 49166.1077 | 0 | 34416.2754 | 3732192.0974 | 3732.1921 | 113383.0511 | 3697.8361
1 | 4 | 14 | 8.3 | 652.2946 | 0.24 | 51289.1436 | 0.14607 | 0 | 51289.1436 | 0 | 1.1371 | 0 | 0 | 0 | 0 | 5685.274 | 45603.8696 | 0 | 31922.7087 | 3764114.8061 | 3764.1148 | 114352.8549 | 3729.465
1 | 4 | 15 | 8.9 | 497.6082 | 0.24 | 39126.3341 | 0.14007 | 0 | 39126.3341 | 0 | 1.1231 | 0 | 0 | 0 | 0 | 5615.691 | 33510.6431 | 0 | 23457.4502 | 3787572.2563 | 3787.5723 | 115065.4863 | 3752.7065
1 | 4 | 16 | 8.3 | 242.5422 | 0.24 | 19070.8036 | 0.13336 | 0 | 19070.8036 | 0 | 1.231 | 0 | 0 | 0 | 0 | 6155.2445 | 12915.5591 | 0 | 9040.8914 | 3796613.1477 | 3796.6131 | 115340.1463 | 3761.6642
1 | 4 | 17 | 6.7 | 37.6143 | 0.24 | 2957.57 | 0.12048 | 0 | 2957.57 | 0 | 1.6479 | 0 | 0 | 0 | 0 | 8239.3126 | -5281.7426 | -7545.3466 | 0 | 3789067.8011 | 3789.0678 | 115110.9205 | 3754.1883
1 | 4 | 18 | 5.6 | 0 | 0.24 | 0 | 0.14886 | 0 | 0 | 0 | 2.9442 | 0 | 0 | 0 | 0 | 14720.7987 | -14720.7987 | -21029.7124 | 0 | 3768038.0887 | 3768.0381 | 114472.0432 | 3733.3521
1 | 4 | 19 | 4.4 | 0 | 0.24 | 0 | 0.20382 | 0 | 0 | 0 | 4.0151 | 0 | 0 | 0 | 0 | 20075.2682 | -20075.2682 | -28678.9546 | 0 | 3739359.1341 | 3739.3591 | 113600.7838 | 3704.9372
1 | 4 | 20 | 4.4 | 0 | 0.24 | 0 | 0.24558 | 0 | 0 | 0 | 3.7308 | 0 | 0 | 0 | 0 | 18653.9497 | -18653.9497 | -26648.4996 | 0 | 3712710.6346 | 3712.7106 | 112791.2092 | 3678.534
1 | 4 | 21 | 3.3 | 0 | 0.24 | 0 | 0.27304 | 0 | 0 | 0 | 3.5731 | 0 | 0 | 0 | 0 | 17865.7225 | -17865.7225 | -25522.4607 | 0 | 3687188.1738 | 3687.1882 | 112015.8433 | 3653.2465
1 | 4 | 22 | 2.8 | 0 | 0.24 | 0 | 0.25914 | 0 | 0 | 0 | 3.6461 | 0 | 0 | 0 | 0 | 18230.7481 | -18230.7481 | -26043.9259 | 0 | 3661144.2479 | 3661.1442 | 111224.6354 | 3627.4423
1 | 4 | 23 | 1.7 | 0 | 0.24 | 0 | 0.24985 | 0 | 0 | 0 | 3.1308 | 0 | 0 | 0 | 0 | 15653.8954 | -15653.8954 | -22362.7077 | 0 | 3638781.5402 | 3638.7815 | 110545.262 | 3605.2854
1 | 5 | 0 | 2.2 | 0 | 0.24 | 0 | 0.23577 | 0 | 0 | 0 | 1.74 | 0 | 0 | 0 | 0 | 8700.1574 | -8700.1574 | -12428.7963 | 0 | 3626352.7439 | 3626.3527 | 110167.6783 | 3592.971
1 | 5 | 1 | 1.7 | 0 | 0.24 | 0 | 0.24205 | 0 | 0 | 0 | 1.2434 | 0 | 0 | 0 | 0 | 6216.8425 | -6216.8425 | -8881.2036 | 0 | 3617471.5403 | 3617.4715 | 109897.8696 | 3584.1716
1 | 5 | 2 | 1.7 | 0 | 0.24 | 0 | 0.2511 | 0 | 0 | 0 | 1.2812 | 0 | 0 | 0 | 0 | 6406.1996 | -6406.1996 | -9151.7137 | 0 | 3608319.8266 | 3608.3198 | 109619.8428 | 3575.1041
1 | 5 | 3 | 1.7 | 0 | 0.24 | 0 | 0.24414 | 0 | 0 | 0 | 1.2374 | 0 | 0 | 0 | 0 | 6187.1842 | -6187.1842 | -8838.8346 | 0 | 3599480.992 | 3599.481 | 109351.3213 | 3566.3467
1 | 5 | 4 | 2.2 | 0 | 0.24 | 0 | 0.25658 | 0 | 0 | 0 | 1.1583 | 0 | 0 | 0 | 0 | 5791.3595 | -5791.3595 | -8273.3708 | 0 | 3591207.6212 | 3591.2076 | 109099.9784 | 3558.1494
1 | 5 | 5 | 2.2 | 0 | 0.24 | 0 | 0.23711 | 0 | 0 | 0 | 1.2178 | 0 | 0 | 0 | 0 | 6089.0836 | -6089.0836 | -8698.6908 | 0 | 3582508.9304 | 3582.5089 | 108835.7143 | 3549.5308
1 | 5 | 6 | 1.7 | 0 | 0.24 | 0 | 0.22092 | 0 | 0 | 0 | 1.3809 | 0 | 0 | 0 | 0 | 6904.6877 | -6904.6877 | -9863.8395 | 0 | 3572645.0909 | 3572.6451 | 108536.0534 | 3539.7578
1 | 5 | 7 | 1.1 | 1.6444 | 0.24 | 129.3007 | 0.22175 | 0 | 129.3007 | 0 | 1.4578 | 0 | 0 | 0 | 0 | 7289.1053 | -7159.8046 | -10228.2923 | 0 | 3562416.7986 | 3562.4168 | 108225.3205 | 3529.6237
1 | 5 | 8 | 1.7 | 27.9556 | 0.24 | 2198.1118 | 0.21162 | 0 | 2198.1118 | 0 | 1.5495 | 0 | 0 | 0 | 0 | 7747.6687 | -5549.5569 | -7927.9385 | 0 | 3554488.8602 | 3554.4889 | 107984.4717 | 3521.7687
1 | 5 | 9 | 2.2 | 74 | 0.24 | 5818.5312 | 0.16536 | 0 | 5818.5312 | 0 | 1.4133 | 0 | 0 | 0 | 0 | 7066.6678 | -1248.1366 | -1783.0523 | 0 | 3552705.8079 | 3552.7058 | 107930.303 | 3520.0021
1 | 5 | 10 | 3.3 | 64.9556 | 0.24 | 5107.3774 | 0.11252 | 0 | 5107.3774 | 0 | 1.312 | 0 | 0 | 0 | 0 | 6560.1947 | -1452.8174 | -2075.4534 | 0 | 3550630.3545 | 3550.6304 | 107867.2513 | 3517.9457
1 | 5 | 11 | 5 | 80.5778 | 0.24 | 6335.734 | 0.10109 | 0 | 6335.734 | 0 | 1.5463 | 0 | 0 | 0 | 0 | 7731.6988 | -1395.9649 | -1994.2355 | 0 | 3548636.119 | 3548.6361 | 107806.6669 | 3515.9698
1 | 5 | 12 | 5.6 | 83.0444 | 0.24 | 6529.685 | 0.1057 | 0 | 6529.685 | 0 | 1.7193 | 0 | 0 | 0 | 0 | 8596.3533 | -2066.6683 | -2952.3832 | 0 | 3545683.7358 | 3545.6837 | 107716.9743 | 3513.0446
1 | 5 | 13 | 7.2 | 78.1111 | 0.24 | 6141.7829 | 0.12934 | 0 | 6141.7829 | 0 | 1.2584 | 0 | 0 | 0 | 0 | 6292.1291 | -150.3461 | -214.7802 | 0 | 3545468.9556 | 3545.469 | 107710.4493 | 3512.8318
1 | 5 | 14 | 7.8 | 64.9556 | 0.24 | 5107.3774 | 0.15375 | 0 | 5107.3774 | 0 | 0.91462 | 0 | 0 | 0 | 0 | 4573.0866 | 534.2908 | 0 | 374.0036 | 3545842.9592 | 3545.843 | 107721.8114 | 3513.2024
1 | 5 | 15 | 7.8 | 46.0444 | 0.24 | 3620.4194 | 0.16938 | 0 | 3620.4194 | 0 | 0.94952 | 0 | 0 | 0 | 0 | 4747.6144 | -1127.195 | -1610.2786 | 0 | 3544232.6806 | 3544.2327 | 107672.8916 | 3511.6069
1 | 5 | 16 | 7.8 | 37 | 0.24 | 2909.2656 | 0.1876 | 0 | 2909.2656 | 0 | 1.3677 | 0 | 0 | 0 | 0 | 6838.5268 | -3929.2612 | -5613.2303 | 0 | 3538619.4503 | 3538.6195 | 107502.363 | 3506.0454
1 | 5 | 17 | 7.8 | 1.6444 | 0.24 | 129.3007 | 0.17904 | 0 | 129.3007 | 0 | 2.2976 | 0 | 0 | 0 | 0 | 11488.0406 | -11358.7399 | -16226.7713 | 0 | 3522392.6791 | 3522.3927 | 107009.3978 | 3489.968
1 | 5 | 18 | 7.8 | 0 | 0.24 | 0 | 0.23279 | 0 | 0 | 0 | 2.8312 | 0 | 0 | 0 | 0 | 14156.1497 | -14156.1497 | -20223.071 | 0 | 3502169.6081 | 3502.1696 | 106395.0261 | 3469.9311
1 | 5 | 19 | 7.8 | 0 | 0.24 | 0 | 0.34425 | 0 | 0 | 0 | 3.1155 | 0 | 0 | 0 | 0 | 15577.4682 | -15577.4682 | -22253.526 | 0 | 3479916.0821 | 3479.9161 | 105718.9696 | 3447.8824
1 | 5 | 20 | 8.3 | 0 | 0.24 | 0 | 0.41935 | 0 | 0 | 0 | 3.1004 | 0 | 0 | 0 | 0 | 15502.1816 | -15502.1816 | -22145.9738 | 0 | 3457770.1083 | 3457.7701 | 105046.1805 | 3425.9403
1 | 5 | 21 | 7.2 | 0 | 0.24 | 0 | 0.46277 | 0 | 0 | 0 | 3.084 | 0 | 0 | 0 | 0 | 15420.0509 | -15420.0509 | -22028.6441 | 0 | 3435741.4642 | 3435.7415 | 104376.9559 | 3404.1144
1 | 5 | 22 | 7.2 | 0 | 0.24 | 0 | 0.48833 | 0 | 0 | 0 | 3.1267 | 0 | 0 | 0 | 0 | 15633.3627 | -15633.3627 | -22333.3753 | 0 | 3413408.0889 | 3413.4081 | 103698.4736 | 3381.9866
1 | 5 | 23 | 7.2 | 0 | 0.24 | 0 | 0.49715 | 0 | 0 | 0 | 2.7731 | 0 | 0 | 0 | 0 | 13865.2699 | -13865.2699 | -19807.5284 | 0 | 3393600.5605 | 3393.6006 | 103096.7259 | 3362.3614
1 | 6 | 0 | 7.8 | 0 | 0.24 | 0 | 0.49143 | 0 | 0 | 0 | 1.5539 | 0 | 0 | 0 | 0 | 7769.3421 | -7769.3421 | -11099.0601 | 0 | 3382501.5003 | 3382.5015 | 102759.5393 | 3351.3645
1 | 6 | 1 | 7.2 | 0 | 0.24 | 0 | 0.49599 | 0 | 0 | 0 | 0.9899 | 0 | 0 | 0 | 0 | 4949.5192 | -4949.5192 | -7070.7417 | 0 | 3375430.7586 | 3375.4308 | 102544.7319 | 3344.3589
1 | 6 | 2 | 6.7 | 0 | 0.24 | 0 | 0.49452 | 0 | 0 | 0 | 0.94405 | 0 | 0 | 0 | 0 | 4720.2375 | -4720.2375 | -6743.1964 | 0 | 3368687.5622 | 3368.6876 | 102339.8753 | 3337.6778
1 | 6 | 3 | 6.7 | 0 | 0.24 | 0 | 0.48333 | 0 | 0 | 0 | 0.75423 | 0 | 0 | 0 | 0 | 3771.1709 | -3771.1709 | -5387.387 | 0 | 3363300.1752 | 3363.3002 | 102176.2079 | 3332.34
1 | 6 | 4 | 6.7 | 0 | 0.24 | 0 | 0.46292 | 0 | 0 | 0 | 0.72754 | 0 | 0 | 0 | 0 | 3637.7084 | -3637.7084 | -5196.7263 | 0 | 3358103.4489 | 3358.1034 | 102018.3326 | 3327.1911
1 | 6 | 5 | 6.1 | 0 | 0.24 | 0 | 0.42982 | 0 | 0 | 0 | 0.75332 | 0 | 0 | 0 | 0 | 3766.6081 | -3766.6081 | -5380.8687 | 0 | 3352722.5802 | 3352.7226 | 101854.8632 | 3321.8597
1 | 6 | 6 | 6.1 | 0 | 0.24 | 0 | 0.43887 | 0 | 0 | 0 | 0.83979 | 0 | 0 | 0 | 0 | 4198.9353 | -4198.9353 | -5998.479 | 0 | 3346724.1012 | 3346.7241 | 101672.6309 | 3315.9165
1 | 6 | 7 | 6.1 | 1.6444 | 0.24 | 129.3007 | 0.4617 | 0 | 129.3007 | 0 | 0.89066 | 0 | 0 | 0 | 0 | 4453.3125 | -4324.0118 | -6177.1598 | 0 | 3340546.9414 | 3340.5469 | 101484.9704 | 3309.7962
1 | 6 | 8 | 6.7 | 38.6444 | 0.24 | 3038.5663 | 0.4733 | 0 | 3038.5663 | 0 | 1.0314 | 0 | 0 | 0 | 0 | 5157.1275 | -2118.5612 | -3026.5161 | 0 | 3337520.4254 | 3337.5204 | 101393.0256 | 3306.7975
1 | 6 | 9 | 7.2 | 45.2222 | 0.24 | 3555.7691 | 0.43273 | 0 | 3555.7691 | 0 | 1.0912 | 0 | 0 | 0 | 0 | 5455.9923 | -1900.2232 | -2714.6046 | 0 | 3334805.8208 | 3334.8058 | 101310.5566 | 3304.1079
1 | 6 | 10 | 8.9 | 597.0758 | 0.24 | 46947.3571 | 0.37767 | 0 | 46947.3571 | 0 | 1.0666 | 0 | 0 | 0 | 0 | 5332.7961 | 41614.561 | 0 | 29130.1927 | 3363936.0135 | 3363.936 | 102195.5245 | 3332.9699
1 | 6 | 11 | 10 | 857.4434 | 0.24 | 67419.7431 | 0.40395 | 0 | 67419.7431 | 0 | 1.1943 | 0 | 0 | 0 | 0 | 5971.5909 | 61448.1522 | 0 | 43013.7065 | 3406949.72 | 3406.9497 | 103502.27 | 3375.5877
1 | 6 | 12 | 11.1 | 902.7048 | 0.24 | 70978.5928 | 0.43845 | 0 | 70978.5928 | 0 | 1.5329 | 0 | 0 | 0 | 0 | 7664.3972 | 63314.1956 | 0 | 44319.9369 | 3451269.6569 | 3451.2697 | 104848.6984 | 3419.4997
1 | 6 | 13 | 12.8 | 799.2365 | 0.24 | 62843.0055 | 0.47092 | 0 | 62843.0055 | 0 | 1.1658 | 0 | 0 | 0 | 0 | 5829.0028 | 57014.0027 | 0 | 39909.8019 | 3491179.4588 | 3491.1795 | 106061.1481 | 3459.0421
1 | 6 | 14 | 13.3 | 580.2057 | 0.24 | 45620.8791 | 0.5024 | 0 | 45620.8791 | 0 | 0.84093 | 0 | 0 | 0 | 0 | 4204.6388 | 41416.2403 | 0 | 28991.3682 | 3520170.827 | 3520.1708 | 106941.8985 | 3487.7666
1 | 6 | 15 | 13.9 | 54.2667 | 0.24 | 4266.9229 | 0.5356 | 0 | 4266.9229 | 0 | 1.0399 | 0 | 0 | 0 | 0 | 5199.3336 | -932.4107 | -1332.0153 | 0 | 3518838.8116 | 3518.8388 | 106901.4323 | 3486.4468
1 | 6 | 16 | 13.3 | 251.9645 | 0.24 | 19811.6689 | 0.58598 | 0 | 19811.6689 | 0 | 1.5306 | 0 | 0 | 0 | 0 | 7652.9902 | 12158.6787 | 0 | 8511.0751 | 3527349.8867 | 3527.3499 | 107159.9966 | 3494.8795
1 | 6 | 17 | 10.6 | 27.3857 | 0.24 | 2153.3013 | 0.60012 | 0 | 2153.3013 | 0 | 1.3999 | 0 | 0 | 0 | 0 | 6999.3662 | -4846.0649 | -6922.9498 | 0 | 3520426.9369 | 3520.4269 | 106949.6791 | 3488.0203
1 | 6 | 18 | 11.1 | 0 | 0.24 | 0 | 0.63816 | 0 | 0 | 0 | 1.3912 | 0 | 0 | 0 | 0 | 6956.0194 | -6956.0194 | -9937.1706 | 0 | 3510489.7663 | 3510.4898 | 106647.7904 | 3478.1746
1 | 6 | 19 | 9.4 | 0 | 0.24 | 0 | 0.69417 | 0 | 0 | 0 | 1.2621 | 0 | 0 | 0 | 0 | 6310.3803 | -6310.3803 | -9014.8291 | 0 | 3501474.9372 | 3501.4749 | 106373.9221 | 3469.2428
1 | 6 | 20 | 7.8 | 0 | 0.24 | 0 | 0.73141 | 0 | 0 | 0 | 1.2094 | 0 | 0 | 0 | 0 | 6046.8775 | -6046.8775 | -8638.3964 | 0 | 3492836.5408 | 3492.8365 | 106111.4898 | 3460.6839
1 | 6 | 21 | 6.7 | 0 | 0.24 | 0 | 0.74106 | 0 | 0 | 0 | 1.1457 | 0 | 0 | 0 | 0 | 5728.6208 | -5728.6208 | -8183.744 | 0 | 3484652.7969 | 3484.6528 | 105862.8698 | 3452.5755
1 | 6 | 22 | 6.7 | 0 | 0.24 | 0 | 0.73005 | 0 | 0 | 0 | 1.2242 | 0 | 0 | 0 | 0 | 6121.0233 | -6121.0233 | -8744.319 | 0 | 3475908.4779 | 3475.9085 | 105597.2196 | 3443.9117
1 | 6 | 23 | 5 | 0 | 0.24 | 0 | 0.70702 | 0 | 0 | 0 | 1.0855 | 0 | 0 | 0 | 0 | 5427.4746 | -5427.4746 | -7753.5352 | 0 | 3468154.9427 | 3468.1549 | 105361.6691 | 3436.2295
1 | 7 | 0 | 5.6 | 0 | 0.24 | 0 | 0.66514 | 0 | 0 | 0 | 0.82427 | 0 | 0 | 0 | 0 | 4121.3674 | -4121.3674 | -5887.6676 | 0 | 3462267.2751 | 3462.2673 | 105182.8033 | 3430.396
1 | 7 | 1 | 4.4 | 0 | 0.24 | 0 | 0.6461 | 0 | 0 | 0 | 0.9169 | 0 | 0 | 0 | 0 | 4584.4936 | -4584.4936 | -6549.2766 | 0 | 3455717.9985 | 3455.718 | 104983.8379 | 3423.907
1 | 7 | 2 | 4.4 | 0 | 0.24 | 0 | 0.62951 | 0 | 0 | 0 | 1.1558 | 0 | 0 | 0 | 0 | 5778.8118 | -5778.8118 | -8255.4454 | 0 | 3447462.5531 | 3447.4626 | 104733.0396 | 3415.7276
1 | 7 | 3 | 3.3 | 0 | 0.24 | 0 | 0.62283 | 0 | 0 | 0 | 1.1414 | 0 | 0 | 0 | 0 | 5706.9474 | -5706.9474 | -8152.782 | 0 | 3439309.7711 | 3439.3098 | 104485.3601 | 3407.6499
1 | 7 | 4 | 2.2 | 0 | 0.24 | 0 | 0.62726 | 0 | 0 | 0 | 1.1729 | 0 | 0 | 0 | 0 | 5864.3647 | -5864.3647 | -8377.6638 | 0 | 3430932.1073 | 3430.9321 | 104230.8488 | 3399.3493
1 | 7 | 5 | 1.1 | 0 | 0.24 | 0 | 0.62439 | 0 | 0 | 0 | 1.4706 | 0 | 0 | 0 | 0 | 7352.9848 | -7352.9848 | -10504.2639 | 0 | 3420427.8433 | 3420.4278 | 103911.7319 | 3388.9418
1 | 7 | 6 | 0 | 0 | 0.24 | 0 | 0.60816 | 0 | 0 | 0 | 2.1119 | 0 | 0 | 0 | 0 | 10559.5067 | -10559.5067 | -15085.0095 | 0 | 3405342.8338 | 3405.3428 | 103453.4532 | 3373.9956
1 | 7 | 7 | -0.6 | 21.6556 | 0.24 | 1702.7507 | 0.62031 | 0 | 1702.7507 | 0 | 1.8206 | 0 | 0 | 0 | 0 | 9102.8263 | -7400.0756 | -10571.5366 | 0 | 3394771.2972 | 3394.7713 | 103132.2926 | 3363.5214
1 | 7 | 8 | 2.8 | 186.904 | 0.24 | 14696.036 | 0.61248 | 0 | 14696.036 | 0 | 1.4108 | 0 | 0 | 0 | 0 | 7054.12 | 7641.916 | 0 | 5349.3412 | 3400120.6384 | 3400.1206 | 103294.8042 | 3368.8215
1 | 7 | 9 | 4.4 | 436.7868 | 0.24 | 34344.0245 | 0.57617 | 0 | 34344.0245 | 0 | 1.3784 | 0 | 0 | 0 | 0 | 6892.1399 | 27451.8845 | 0 | 19216.3192 | 3419336.9576 | 3419.337 | 103878.5911 | 3387.8609
1 | 7 | 10 | 5.6 | 620.2706 | 0.24 | 48771.1324 | 0.5118 | 0 | 48771.1324 | 0 | 1.4973 | 0 | 0 | 0 | 0 | 7486.4473 | 41284.6851 | 0 | 28899.2796 | 3448236.2372 | 3448.2362 | 104756.5439 | 3416.4942
1 | 7 | 11 | 7.8 | 773.4486 | 0.24 | 60815.338 | 0.47669 | 0 | 60815.338 | 0 | 1.6677 | 0 | 0 | 0 | 0 | 8338.5539 | 52476.7841 | 0 | 36733.7489 | 3484969.986 | 3484.97 | 105872.5059 | 3452.8898
1 | 7 | 12 | 9.4 | 846.0841 | 0.24 | 66526.5766 | 0.45316 | 0 | 66526.5766 | 0 | 1.9118 | 0 | 0 | 0 | 0 | 9559.1083 | 56967.4683 | 0 | 39877.2278 | 3524847.2138 | 3524.8472 | 107083.966 | 3492.3999
1 | 7 | 13 | 10.6 | 769.0633 | 0.24 | 60470.5244 | 0.45536 | 0 | 60470.5244 | 0 | 1.4982 | 0 | 0 | 0 | 0 | 7491.0101 | 52979.5143 | 0 | 37085.66 | 3561932.8738 | 3561.9329 | 108210.619 | 3529.1442
1 | 7 | 14 | 11.1 | 729.9906 | 0.24 | 57398.2844 | 0.47091 | 0 | 57398.2844 | 0 | 1.2279 | 0 | 0 | 0 | 0 | 6139.2746 | 51259.0099 | 0 | 35881.3069 | 3597814.1807 | 3597.8142 | 109300.684 | 3564.6952
1 | 7 | 15 | 10.6 | 467.0385 | 0.24 | 36722.6766 | 0.45758 | 0 | 36722.6766 | 0 | 1.2926 | 0 | 0 | 0 | 0 | 6463.2348 | 30259.4418 | 0 | 21181.6093 | 3618995.79 | 3618.9958 | 109944.1759 | 3585.6818
1 | 7 | 16 | 10 | 79.2945 | 0.24 | 6234.8303 | 0.479 | 0 | 6234.8303 | 0 | 1.3244 | 0 | 0 | 0 | 0 | 6621.7928 | -386.9626 | -552.8037 | 0 | 3618442.9863 | 3618.443 | 109927.3819 | 3585.1341
1 | 7 | 17 | 7.8 | 31.8141 | 0.24 | 2501.505 | 0.47489 | 0 | 2501.505 | 0 | 1.5808 | 0 | 0 | 0 | 0 | 7903.9453 | -5402.4403 | -7717.7719 | 0 | 3610725.2145 | 3610.7252 | 109692.9179 | 3577.4874
1 | 7 | 18 | 6.7 | 0 | 0.24 | 0 | 0.45581 | 0 | 0 | 0 | 1.6367 | 0 | 0 | 0 | 0 | 8183.418 | -8183.418 | -11690.5972 | 0 | 3599034.6173 | 3599.0346 | 109337.7605 | 3565.9044
1 | 7 | 19 | 5.6 | 0 | 0.24 | 0 | 0.45406 | 0 | 0 | 0 | 1.7085 | 0 | 0 | 0 | 0 | 8542.7401 | -8542.7401 | -12203.9145 | 0 | 3586830.7028 | 3586.8307 | 108967.0087 | 3553.8128
1 | 7 | 20 | 4.4 | 0 | 0.24 | 0 | 0.4345 | 0 | 0 | 0 | 1.6869 | 0 | 0 | 0 | 0 | 8434.3731 | -8434.3731 | -12049.1045 | 0 | 3574781.5983 | 3574.7816 | 108600.9599 | 3541.8746
1 | 7 | 21 | 4.4 | 0 | 0.24 | 0 | 0.4533 | 0 | 0 | 0 | 1.5431 | 0 | 0 | 0 | 0 | 7715.729 | -7715.729 | -11022.47 | 0 | 3563759.1283 | 3563.7591 | 108266.1001 | 3530.9536
1 | 7 | 22 | 4.4 | 0 | 0.24 | 0 | 0.48618 | 0 | 0 | 0 | 1.5482 | 0 | 0 | 0 | 0 | 7740.8245 | -7740.8245 | -11058.3207 | 0 | 3552700.8077 | 3552.7008 | 107930.1511 | 3519.9971
1 | 7 | 23 | 3.9 | 0 | 0.24 | 0 | 0.46923 | 0 | 0 | 0 | 1.4877 | 0 | 0 | 0 | 0 | 7438.5376 | -7438.5376 | -10626.4823 | 0 | 3542074.3253 | 3542.0743 | 107607.3213 | 3509.4684
1 | 8 | 0 | 3.9 | 0 | 0.24 | 0 | 0.40396 | 0 | 0 | 0 | 1.1578 | 0 | 0 | 0 | 0 | 5789.0781 | -5789.0781 | -8270.1116 | 0 | 3533804.2137 | 3533.8042 | 107356.0774 | 3501.2745
1 | 8 | 1 | 2.8 | 0 | 0.24 | 0 | 0.36857 | 0 | 0 | 0 | 1.1197 | 0 | 0 | 0 | 0 | 5598.5804 | -5598.5804 | -7997.972 | 0 | 3525806.2417 | 3525.8062 | 107113.101 | 3493.3501
1 | 8 | 2 | 2.8 | 0 | 0.24 | 0 | 0.33279 | 0 | 0 | 0 | 1.0643 | 0 | 0 | 0 | 0 | 5321.3891 | -5321.3891 | -7601.9844 | 0 | 3518204.2573 | 3518.2043 | 106882.1547 | 3485.8181
1 | 8 | 3 | 5 | 0 | 0.24 | 0 | 0.32917 | 0 | 0 | 0 | 0.89249 | 0 | 0 | 0 | 0 | 4462.4382 | -4462.4382 | -6374.9117 | 0 | 3511829.3457 | 3511.8293 | 106688.4865 | 3479.5019
1 | 8 | 4 | 5 | 0 | 0.24 | 0 | 0.34458 | 0 | 0 | 0 | 0.85895 | 0 | 0 | 0 | 0 | 4294.7545 | -4294.7545 | -6135.3636 | 0 | 3505693.9821 | 3505.694 | 106502.0957 | 3473.423
1 | 8 | 5 | 5 | 0 | 0.24 | 0 | 0.35176 | 0 | 0 | 0 | 0.91462 | 0 | 0 | 0 | 0 | 4573.0866 | -4573.0866 | -6532.9808 | 0 | 3499161.0013 | 3499.161 | 106303.6254 | 3466.9501
1 | 8 | 6 | 4.4 | 0 | 0.24 | 0 | 0.35066 | 0 | 0 | 0 | 1.1471 | 0 | 0 | 0 | 0 | 5735.465 | -5735.465 | -8193.5214 | 0 | 3490967.4799 | 3490.9675 | 106054.7082 | 3458.832
1 | 8 | 7 | 4.4 | 20.9426 | 0.24 | 1646.6945 | 0.34199 | 0 | 1646.6945 | 0 | 1.1651 | 0 | 0 | 0 | 0 | 5825.5807 | -4178.8862 | -5969.8375 | 0 | 3484997.6424 | 3484.9976 | 105873.3461 | 3452.9172
1 | 8 | 8 | 6.7 | 189.8154 | 0.24 | 14924.9596 | 0.31984 | 0 | 14924.9596 | 0 | 1.2021 | 0 | 0 | 0 | 0 | 6010.3749 | 8914.5847 | 0 | 6240.2093 | 3491237.8517 | 3491.2379 | 106062.9221 | 3459.0999
1 | 8 | 9 | 8.3 | 517.6172 | 0.24 | 40699.6194 | 0.30007 | 0 | 40699.6194 | 0 | 1.117 | 0 | 0 | 0 | 0 | 5584.8919 | 35114.7275 | 0 | 24580.3093 | 3515818.1609 | 3515.8182 | 106809.6656 | 3483.454
1 | 8 | 10 | 10 | 666.1167 | 0.24 | 52375.9554 | 0.29891 | 0 | 52375.9554 | 0 | 1.0684 | 0 | 0 | 0 | 0 | 5341.9218 | 47034.0337 | 0 | 32923.8236 | 3548741.9845 | 3548.742 | 107809.8831 | 3516.0747
1 | 8 | 11 | 12.2 | 859.0606 | 0.24 | 67546.9041 | 0.31947 | 0 | 67546.9041 | 0 | 1.3221 | 0 | 0 | 0 | 0 | 6610.3858 | 60936.5183 | 0 | 42655.5628 | 3591397.5473 | 3591.3975 | 109105.7483 | 3558.3376
1 | 8 | 12 | 13.3 | 881.804 | 0.24 | 69335.1939 | 0.31335 | 0 | 69335.1939 | 0 | 1.7318 | 0 | 0 | 0 | 0 | 8659.092 | 60676.1019 | 0 | 42473.2713 | 3633870.8186 | 3633.8708 | 110396.0755 | 3600.4199
1 | 8 | 13 | 13.3 | 738.734 | 0.24 | 58085.7699 | 0.29612 | 0 | 58085.7699 | 0 | 1.331 | 0 | 0 | 0 | 0 | 6654.8733 | 51430.8966 | 0 | 36001.6276 | 3669872.4463 | 3669.8724 | 111489.7958 | 3636.0901
1 | 8 | 14 | 14.4 | 738.8473 | 0.24 | 58094.6739 | 0.27318 | 0 | 58094.6739 | 0 | 0.9064 | 0 | 0 | 0 | 0 | 4532.0212 | 53562.6527 | 0 | 37493.8569 | 3707366.3032 | 3707.3663 | 112628.8497 | 3673.2389
1 | 8 | 15 | 13.9 | 593.6745 | 0.24 | 46679.9164 | 0.27409 | 0 | 46679.9164 | 0 | 1.0912 | 0 | 0 | 0 | 0 | 5455.9923 | 41223.9241 | 0 | 28856.7469 | 3736223.05 | 3736.2231 | 113505.5104 | 3701.83
1 | 8 | 16 | 13.3 | 350.5284 | 0.24 | 27561.6275 | 0.25927 | 0 | 27561.6275 | 0 | 1.404 | 0 | 0 | 0 | 0 | 7019.8989 | 20541.7287 | 0 | 14379.2101 | 3750602.2601 | 3750.6023 | 113942.3471 | 3716.0768
1 | 8 | 17 | 12.8 | 40.3043 | 0.24 | 3169.0793 | 0.24347 | 0 | 3169.0793 | 0 | 1.4665 | 0 | 0 | 0 | 0 | 7332.4521 | -4163.3728 | -5947.6754 | 0 | 3744654.5847 | 3744.6546 | 113761.6583 | 3710.1839
1 | 8 | 18 | 11.7 | 0 | 0.24 | 0 | 0.25155 | 0 | 0 | 0 | 1.3365 | 0 | 0 | 0 | 0 | 6682.2502 | -6682.2502 | -9546.0717 | 0 | 3735108.513 | 3735.1085 | 113471.651 | 3700.7257
1 | 8 | 19 | 10.6 | 0 | 0.24 | 0 | 0.3079 | 0 | 0 | 0 | 1.3248 | 0 | 0 | 0 | 0 | 6624.0742 | -6624.0742 | -9462.9632 | 0 | 3725645.5498 | 3725.6455 | 113184.1686 | 3691.3498
1 | 8 | 20 | 11.1 | 0 | 0.24 | 0 | 0.33075 | 0 | 0 | 0 | 1.3182 | 0 | 0 | 0 | 0 | 6590.9938 | -6590.9938 | -9415.7054 | 0 | 3716229.8444 | 3716.2298 | 112898.1219 | 3682.0208
1 | 8 | 21 | 9.4 | 0 | 0.24 | 0 | 0.3529 | 0 | 0 | 0 | 1.375 | 0 | 0 | 0 | 0 | 6875.0293 | -6875.0293 | -9821.4705 | 0 | 3706408.3739 | 3706.4084 | 112599.7481 | 3672.2897
1 | 8 | 22 | 8.3 | 0 | 0.24 | 0 | 0.36199 | 0 | 0 | 0 | 1.4546 | 0 | 0 | 0 | 0 | 7273.1354 | -7273.1354 | -10390.1934 | 0 | 3696018.1805 | 3696.0182 | 112284.0966 | 3661.9952
1 | 8 | 23 | 8.3 | 0 | 0.24 | 0 | 0.35849 | 0 | 0 | 0 | 1.187 | 0 | 0 | 0 | 0 | 5935.0884 | -5935.0884 | -8478.6977 | 0 | 3687539.4828 | 3687.5395 | 112026.5159 | 3653.5945
1 | 9 | 0 | 8.3 | 0 | 0.24 | 0 | 0.36685 | 0 | 0 | 0 | 0.82245 | 0 | 0 | 0 | 0 | 4112.2417 | -4112.2417 | -5874.631 | 0 | 3681664.8518 | 3681.6649 | 111848.0461 | 3647.774
1 | 9 | 1 | 7.8 | 0 | 0.24 | 0 | 0.37304 | 0 | 0 | 0 | 0.8861 | 0 | 0 | 0 | 0 | 4430.4984 | -4430.4984 | -6329.2835 | 0 | 3675335.5683 | 3675.3356 | 111655.7641 | 3641.503
1 | 9 | 2 | 7.2 | 0 | 0.24 | 0 | 0.39241 | 0 | 0 | 0 | 0.93812 | 0 | 0 | 0 | 0 | 4690.5792 | -4690.5792 | -6700.8274 | 0 | 3668634.741 | 3668.6347 | 111452.1947 | 3634.8638
1 | 9 | 3 | 7.8 | 0 | 0.24 | 0 | 0.41861 | 0 | 0 | 0 | 0.94473 | 0 | 0 | 0 | 0 | 4723.6596 | -4723.6596 | -6748.0852 | 0 | 3661886.6558 | 3661.8867 | 111247.1895 | 3628.1779
1 | 9 | 4 | 7.8 | 0 | 0.24 | 0 | 0.42258 | 0 | 0 | 0 | 0.94017 | 0 | 0 | 0 | 0 | 4700.8455 | -4700.8455 | -6715.4936 | 0 | 3655171.1622 | 3655.1712 | 111043.1745 | 3621.5242
1 | 9 | 5 | 7.8 | 0 | 0.24 | 0 | 0.41445 | 0 | 0 | 0 | 0.93173 | 0 | 0 | 0 | 0 | 4658.6394 | -4658.6394 | -6655.1992 | 0 | 3648515.963 | 3648.516 | 110840.9913 | 3614.9302
1 | 9 | 6 | 7.2 | 0 | 0.24 | 0 | 0.38175 | 0 | 0 | 0 | 0.96435 | 0 | 0 | 0 | 0 | 4821.7603 | -4821.7603 | -6888.2289 | 0 | 3641627.7341 | 3641.6277 | 110631.7286 | 3608.1054
1 | 9 | 7 | 7.2 | 0.82222 | 0.24 | 64.6503 | 0.38632 | 0 | 64.6503 | 0 | 1.1069 | 0 | 0 | 0 | 0 | 5534.7009 | -5470.0506 | -7814.3579 | 0 | 3633813.3761 | 3633.8134 | 110394.3304 | 3600.363
1 | 9 | 8 | 7.8 | 20.5556 | 0.24 | 1616.2587 | 0.38201 | 0 | 1616.2587 | 0 | 1.3307 | 0 | 0 | 0 | 0 | 6653.7326 | -5037.4739 | -7196.3913 | 0 | 3626616.9848 | 3626.617 | 110175.7059 | 3593.2329
1 | 9 | 9 | 9.4 | 49.3333 | 0.24 | 3879.0208 | 0.34042 | 0 | 3879.0208 | 0 | 1.1788 | 0 | 0 | 0 | 0 | 5894.023 | -2015.0022 | -2878.5746 | 0 | 3623738.4103 | 3623.7384 | 110088.2555 | 3590.3808
1 | 9 | 10 | 10 | 192.4389 | 0.24 | 15131.2424 | 0.27709 | 0 | 15131.2424 | 0 | 1.1877 | 0 | 0 | 0 | 0 | 5938.5105 | 9192.7319 | 0 | 6434.9123 | 3630173.3226 | 3630.1733 | 110283.7465 | 3596.7565
1 | 9 | 11 | 10.6 | 485.2316 | 0.24 | 38153.178 | 0.27417 | 0 | 38153.178 | 0 | 1.479 | 0 | 0 | 0 | 0 | 7395.1908 | 30757.9871 | 0 | 21530.591 | 3651703.9136 | 3651.7039 | 110937.8404 | 3618.0889
1 | 9 | 12 | 12.2 | 707.123 | 0.24 | 55600.2324 | 0.26648 | 0 | 55600.2324 | 0 | 1.8025 | 0 | 0 | 0 | 0 | 9012.7106 | 46587.5218 | 0 | 32611.2652 | 3684315.1788 | 3684.3152 | 111928.5624 | 3650.3999
1 | 9 | 13 | 13.3 | 851.4762 | 0.24 | 66950.5543 | 0.2548 | 0 | 66950.5543 | 0 | 1.404 | 0 | 0 | 0 | 0 | 7019.8989 | 59930.6554 | 0 | 41951.4588 | 3726266.6376 | 3726.2666 | 113203.0371 | 3691.9652
1 | 9 | 14 | 12.8 | 730.5525 | 0.24 | 57442.4655 | 0.25469 | 0 | 57442.4655 | 0 | 1.0834 | 0 | 0 | 0 | 0 | 5417.2083 | 52025.2572 | 0 | 36417.6801 | 3762684.3176 | 3762.6843 | 114309.397 | 3728.0476
1 | 9 | 15 | 12.8 | 582.9032 | 0.24 | 45832.9793 | 0.272 | 0 | 45832.9793 | 0 | 1.1368 | 0 | 0 | 0 | 0 | 5684.1333 | 40148.846 | 0 | 28104.1922 | 3790788.5099 | 3790.7885 | 115163.1952 | 3755.8931
1 | 9 | 16 | 11.7 | 327.4493 | 0.24 | 25746.9468 | 0.28059 | 0 | 25746.9468 | 0 | 1.0216 | 0 | 0 | 0 | 0 | 5108.0772 | 20638.8696 | 0 | 14447.2087 | 3805235.7186 | 3805.2357 | 115602.0978 | 3770.2074
1 | 9 | 17 | 11.7 | 56.6376 | 0.24 | 4453.3451 | 0.27066 | 0 | 4453.3451 | 0 | 1.1286 | 0 | 0 | 0 | 0 | 5643.0679 | -1189.7228 | -1699.6039 | 0 | 3803536.1146 | 3803.5361 | 115550.4642 | 3768.5234
1 | 9 | 18 | 11.1 | 0 | 0.24 | 0 | 0.30545 | 0 | 0 | 0 | 1.328 | 0 | 0 | 0 | 0 | 6640.0441 | -6640.0441 | -9485.7773 | 0 | 3794050.3373 | 3794.0503 | 115262.2887 | 3759.1249
1 | 9 | 19 | 10.6 | 0 | 0.24 | 0 | 0.39867 | 0 | 0 | 0 | 1.3588 | 0 | 0 | 0 | 0 | 6794.0393 | -6794.0393 | -9705.7704 | 0 | 3784344.5669 | 3784.3446 | 114967.4299 | 3749.5085
1 | 9 | 20 | 10.6 | 0 | 0.24 | 0 | 0.44042 | 0 | 0 | 0 | 1.3312 | 0 | 0 | 0 | 0 | 6656.014 | -6656.014 | -9508.5914 | 0 | 3774835.9755 | 3774.836 | 114678.5613 | 3740.0874
1 | 9 | 21 | 10.6 | 0 | 0.24 | 0 | 0.47316 | 0 | 0 | 0 | 1.2525 | 0 | 0 | 0 | 0 | 6262.4707 | -6262.4707 | -8946.3868 | 0 | 3765889.5888 | 3765.8896 | 114406.7723 | 3731.2234
1 | 9 | 22 | 10.6 | 0 | 0.24 | 0 | 0.47998 | 0 | 0 | 0 | 1.425 | 0 | 0 | 0 | 0 | 7124.8438 | -7124.8438 | -10178.3482 | 0 | 3755711.2406 | 3755.7112 | 114097.5567 | 3721.1388
1 | 9 | 23 | 10.6 | 0 | 0.24 | 0 | 0.4866 | 0 | 0 | 0 | 1.3538 | 0 | 0 | 0 | 0 | 6768.9438 | -6768.9438 | -9669.9197 | 0 | 3746041.3209 | 3746.0413 | 113803.787 | 3711.5579
1 | 10 | 0 | 10 | 0 | 0.24 | 0 | 0.47643 | 0 | 0 | 0 | 0.93424 | 0 | 0 | 0 | 0 | 4671.1872 | -4671.1872 | -6673.1246 | 0 | 3739368.1963 | 3739.3682 | 113601.0591 | 3704.9462
1 | 10 | 1 | 9.4 | 0 | 0.24 | 0 | 0.46786 | 0 | 0 | 0 | 0.85211 | 0 | 0 | 0 | 0 | 4260.5334 | -4260.5334 | -6086.4762 | 0 | 3733281.7201 | 3733.2817 | 113416.1535 | 3698.9157
1 | 10 | 2 | 8.3 | 0 | 0.24 | 0 | 0.47623 | 0 | 0 | 0 | 0.94291 | 0 | 0 | 0 | 0 | 4714.534 | -4714.534 | -6735.0485 | 0 | 3726546.6716 | 3726.5467 | 113211.5445 | 3692.2427
1 | 10 | 3 | 6.1 | 0 | 0.24 | 0 | 0.47201 | 0 | 0 | 0 | 0.95751 | 0 | 0 | 0 | 0 | 4787.5391 | -4787.5391 | -6839.3416 | 0 | 3719707.33 | 3719.7073 | 113003.767 | 3685.4663
1 | 10 | 4 | 5 | 0 | 0.24 | 0 | 0.48641 | 0 | 0 | 0 | 0.88222 | 0 | 0 | 0 | 0 | 4411.1064 | -4411.1064 | -6301.5806 | 0 | 3713405.7494 | 3713.4057 | 112812.3266 | 3679.2227
1 | 10 | 5 | 4.4 | 0 | 0.24 | 0 | 0.50332 | 0 | 0 | 0 | 0.87173 | 0 | 0 | 0 | 0 | 4358.634 | -4358.634 | -6226.62 | 0 | 3707179.1294 | 3707.1791 | 112623.1634 | 3673.0534
1 | 10 | 6 | 4.4 | 0 | 0.24 | 0 | 0.52551 | 0 | 0 | 0 | 1.1035 | 0 | 0 | 0 | 0 | 5517.5903 | -5517.5903 | -7882.2719 | 0 | 3699296.8575 | 3699.2969 | 112383.702 | 3665.2437
1 | 10 | 7 | 3.3 | 21.4577 | 0.24 | 1687.1913 | 0.52731 | 0 | 1687.1913 | 0 | 1.2984 | 0 | 0 | 0 | 0 | 6491.7524 | -4804.5611 | -6863.6587 | 0 | 3692433.1987 | 3692.4332 | 112175.1858 | 3658.4432
1 | 10 | 8 | 4.4 | 200.7052 | 0.24 | 15781.2051 | 0.54263 | 0 | 15781.2051 | 0 | 1.4667 | 0 | 0 | 0 | 0 | 7333.5928 | 8447.6124 | 0 | 5913.3287 | 3698346.5274 | 3698.3465 | 112354.8312 | 3664.3021
1 | 10 | 9 | 5.6 | 316.5657 | 0.24 | 24891.1812 | 0.51826 | 0 | 24891.1812 | 0 | 1.456 | 0 | 0 | 0 | 0 | 7279.9796 | 17611.2016 | 0 | 12327.8411 | 3710674.3685 | 3710.6744 | 112729.3479 | 3676.5165
1 | 10 | 10 | 7.2 | 468.9175 | 0.24 | 36870.4229 | 0.51996 | 0 | 36870.4229 | 0 | 1.6579 | 0 | 0 | 0 | 0 | 8289.5036 | 28580.9193 | 0 | 20006.6435 | 3730681.012 | 3730.681 | 113337.1447 | 3696.3389
1 | 10 | 11 | 7.8 | 600.2827 | 0.24 | 47199.5095 | 0.56367 | 0 | 47199.5095 | 0 | 2.0181 | 0 | 0 | 0 | 0 | 10090.6769 | 37108.8326 | 0 | 25976.1828 | 3756657.1949 | 3756.6572 | 114126.2945 | 3722.076
1 | 10 | 12 | 8.9 | 462.0889 | 0.24 | 36333.4949 | 0.57403 | 0 | 36333.4949 | 0 | 2.2125 | 0 | 0 | 0 | 0 | 11062.5576 | 25270.9373 | 0 | 17689.6561 | 3774346.851 | 3774.3469 | 114663.7018 | 3739.6028
1 | 10 | 13 | 8.9 | 544.912 | 0.24 | 42845.7785 | 0.5615 | 0 | 42845.7785 | 0 | 1.7811 | 0 | 0 | 0 | 0 | 8905.4843 | 33940.2942 | 0 | 23758.2059 | 3798105.0569 | 3798.1051 | 115385.4701 | 3763.1423
1 | 10 | 14 | 8.9 | 614.972 | 0.24 | 48354.5115 | 0.56607 | 0 | 48354.5115 | 0 | 1.4293 | 0 | 0 | 0 | 0 | 7146.5171 | 41207.9944 | 0 | 28845.5961 | 3826950.653 | 3826.9507 | 116261.792 | 3791.7224
1 | 10 | 15 | 8.9 | 244.0939 | 0.24 | 19192.807 | 0.56182 | 0 | 19192.807 | 0 | 1.4357 | 0 | 0 | 0 | 0 | 7178.4569 | 12014.3501 | 0 | 8410.0451 | 3835360.6981 | 3835.3607 | 116517.287 | 3800.055
1 | 10 | 16 | 8.3 | 265.6917 | 0.24 | 20891.0229 | 0.58006 | 0 | 20891.0229 | 0 | 1.6985 | 0 | 0 | 0 | 0 | 8492.5491 | 12398.4738 | 0 | 8678.9317 | 3844039.6297 | 3844.0396 | 116780.9508 | 3808.6541
1 | 10 | 17 | 7.8 | 4.1111 | 0.24 | 323.2517 | 0.5635 | 0 | 323.2517 | 0 | 2.0736 | 0 | 0 | 0 | 0 | 10367.8682 | -10044.6165 | -14349.4521 | 0 | 3829690.1776 | 3829.6902 | 116345.0181 | 3794.4367
1 | 10 | 18 | 7.2 | 0 | 0.24 | 0 | 0.58518 | 0 | 0 | 0 | 1.9643 | 0 | 0 | 0 | 0 | 9821.4705 | -9821.4705 | -14030.6721 | 0 | 3815659.5055 | 3815.6595 | 115918.7698 | 3780.5352
1 | 10 | 19 | 7.2 | 0 | 0.24 | 0 | 0.62993 | 0 | 0 | 0 | 1.7181 | 0 | 0 | 0 | 0 | 8590.6497 | -8590.6497 | -12272.3568 | 0 | 3803387.1487 | 3803.3871 | 115545.9387 | 3768.3758
1 | 10 | 20 | 6.7 | 0 | 0.24 | 0 | 0.6316 | 0 | 0 | 0 | 1.6079 | 0 | 0 | 0 | 0 | 8039.6892 | -8039.6892 | -11485.2703 | 0 | 3791901.8784 | 3791.9019 | 115197.0191 | 3756.9963
1 | 10 | 21 | 6.7 | 0 | 0.24 | 0 | 0.66137 | 0 | 0 | 0 | 1.7234 | 0 | 0 | 0 | 0 | 8616.886 | -8616.886 | -12309.8371 | 0 | 3779592.0413 | 3779.592 | 114823.0494 | 3744.7997
1 | 10 | 22 | 6.7 | 0 | 0.24 | 0 | 0.67698 | 0 | 0 | 0 | 1.8066 | 0 | 0 | 0 | 0 | 9033.2433 | -9033.2433 | -12904.6333 | 0 | 3766687.4081 | 3766.6874 | 114431.0099 | 3732.0139
1 | 10 | 23 | 6.7 | 0 | 0.24 | 0 | 0.68055 | 0 | 0 | 0 | 1.4943 | 0 | 0 | 0 | 0 | 7471.6181 | -7471.6181 | -10673.7401 | 0 | 3756013.6679 | 3756.0137 | 114106.7443 | 3721.4384
1 | 11 | 0 | 6.7 | 0 | 0.24 | 0 | 0.66882 | 0 | 0 | 0 | 1.2023 | 0 | 0 | 0 | 0 | 6011.5156 | -6011.5156 | -8587.8795 | 0 | 3747425.7885 | 3747.4258 | 113845.8467 | 3712.9296
1 | 11 | 1 | 7.2 | 0 | 0.24 | 0 | 0.6542 | 0 | 0 | 0 | 1.2317 | 0 | 0 | 0 | 0 | 6158.6666 | -6158.6666 | -8798.0951 | 0 | 3738627.6934 | 3738.6277 | 113578.5628 | 3704.2125
1 | 11 | 2 | 6.1 | 0 | 0.24 | 0 | 0.63869 | 0 | 0 | 0 | 1.2888 | 0 | 0 | 0 | 0 | 6443.8428 | -6443.8428 | -9205.4898 | 0 | 3729422.2036 | 3729.4222 | 113298.9024 | 3695.0917
1 | 11 | 3 | 6.1 | 0 | 0.24 | 0 | 0.62375 | 0 | 0 | 0 | 1.2929 | 0 | 0 | 0 | 0 | 6464.3755 | -6464.3755 | -9234.8222 | 0 | 3720187.3814 | 3720.1874 | 113018.3508 | 3685.9419
1 | 11 | 4 | 5.6 | 0 | 0.24 | 0 | 0.59161 | 0 | 0 | 0 | 1.2338 | 0 | 0 | 0 | 0 | 6168.9329 | -6168.9329 | -8812.7613 | 0 | 3711374.6201 | 3711.3746 | 112750.6214 | 3677.2103
1 | 11 | 5 | 5.6 | 0 | 0.24 | 0 | 0.57276 | 0 | 0 | 0 | 1.3568 | 0 | 0 | 0 | 0 | 6783.7729 | -6783.7729 | -9691.1042 | 0 | 3701683.5159 | 3701.6835 | 112456.2081 | 3667.6084
1 | 11 | 6 | 6.1 | 0 | 0.24 | 0 | 0.56765 | 0 | 0 | 0 | 1.4779 | 0 | 0 | 0 | 0 | 7389.4873 | -7389.4873 | -10556.4105 | 0 | 3691127.1055 | 3691.1271 | 112135.507 | 3657.1491
1 | 11 | 7 | 6.1 | 23.1224 | 0.24 | 1818.0875 | 0.57196 | 0 | 1818.0875 | 0 | 1.4327 | 0 | 0 | 0 | 0 | 7163.6277 | -5345.5402 | -7636.486 | 0 | 3683490.6195 | 3683.4906 | 111903.5125 | 3649.583
1 | 11 | 8 | 5.6 | 202.1971 | 0.24 | 15898.5175 | 0.60063 | 0 | 15898.5175 | 0 | 1.5712 | 0 | 0 | 0 | 0 | 7856.0357 | 8042.4818 | 0 | 5629.7373 | 3689120.3568 | 3689.1204 | 112074.5425 | 3655.1609
1 | 11 | 9 | 6.7 | 397.3382 | 0.24 | 31242.2283 | 0.60115 | 0 | 31242.2283 | 0 | 1.4806 | 0 | 0 | 0 | 0 | 7403.1758 | 23839.0526 | 0 | 16687.3368 | 3705807.6936 | 3705.8077 | 112581.4996 | 3671.6946
1 | 11 | 10 | 8.3 | 579.4426 | 0.24 | 45560.8782 | 0.62008 | 0 | 45560.8782 | 0 | 1.3901 | 0 | 0 | 0 | 0 | 6950.3159 | 38610.5624 | 0 | 27027.3937 | 3732835.0872 | 3732.8351 | 113402.5849 | 3698.4732
1 | 11 | 11 | 8.9 | 784.5599 | 0.24 | 61689.0017 | 0.64181 | 0 | 61689.0017 | 0 | 1.68 | 0 | 0 | 0 | 0 | 8400.152 | 53288.8497 | 0 | 37302.1948 | 3770137.282 | 3770.1373 | 114535.8162 | 3735.432
1 | 11 | 12 | 10 | 841.2954 | 0.24 | 66150.0506 | 0.6483 | 0 | 66150.0506 | 0 | 1.9627 | 0 | 0 | 0 | 0 | 9813.4856 | 56336.5651 | 0 | 39435.5955 | 3809572.8776 | 3809.5729 | 115733.8596 | 3774.5046
1 | 11 | 13 | 10.6 | 803.9508 | 0.24 | 63213.6832 | 0.66212 | 0 | 63213.6832 | 0 | 1.6396 | 0 | 0 | 0 | 0 | 8198.2472 | 55015.436 | 0 | 38510.8052 | 3848083.6827 | 3848.0837 | 116903.8081 | 3812.6609
1 | 11 | 14 | 10.6 | 751.3755 | 0.24 | 59079.7535 | 0.69571 | 0 | 59079.7535 | 0 | 1.2876 | 0 | 0 | 0 | 0 | 6438.1393 | 52641.6142 | 0 | 36849.1299 | 3884932.8127 | 3884.9328 | 118023.2753 | 3849.1708
1 | 11 | 15 | 10 | 590.3611 | 0.24 | 46419.3822 | 0.69037 | 0 | 46419.3822 | 0 | 1.3417 | 0 | 0 | 0 | 0 | 6708.4864 | 39710.8958 | 0 | 27797.6271 | 3912730.4398 | 3912.7304 | 118867.7602 | 3876.7125
1 | 11 | 16 | 8.3 | 359.7452 | 0.24 | 28286.3296 | 0.67238 | 0 | 28286.3296 | 0 | 1.3529 | 0 | 0 | 0 | 0 | 6764.381 | 21521.9486 | 0 | 15065.3641 | 3927795.8038 | 3927.7958 | 119325.4421 | 3891.6392
1 | 11 | 17 | 6.7 | 70.2276 | 0.24 | 5521.9125 | 0.64187 | 0 | 5521.9125 | 0 | 1.493 | 0 | 0 | 0 | 0 | 7464.7739 | -1942.8613 | -2775.5162 | 0 | 3925020.2876 | 3925.0203 | 119241.1227 | 3888.8893
1 | 11 | 18 | 4.4 | 0 | 0.24 | 0 | 0.59422 | 0 | 0 | 0 | 1.7957 | 0 | 0 | 0 | 0 | 8978.4895 | -8978.4895 | -12826.4135 | 0 | 3912193.8741 | 3912.1939 | 118851.4595 | 3876.1809
1 | 11 | 19 | 2.2 | 0 | 0.24 | 0 | 0.5607 | 0 | 0 | 0 | 1.9182 | 0 | 0 | 0 | 0 | 9591.0481 | -9591.0481 | -13701.4972 | 0 | 3898492.3769 | 3898.4924 | 118435.2114 | 3862.6056
1 | 11 | 20 | 1.7 | 0 | 0.24 | 0 | 0.49369 | 0 | 0 | 0 | 1.9604 | 0 | 0 | 0 | 0 | 9802.0785 | -9802.0785 | -14002.9693 | 0 | 3884489.4076 | 3884.4894 | 118009.8048 | 3848.7315
1 | 11 | 21 | 1.1 | 0 | 0.24 | 0 | 0.4759 | 0 | 0 | 0 | 2.0275 | 0 | 0 | 0 | 0 | 10137.4458 | -10137.4458 | -14482.0654 | 0 | 3870007.3422 | 3870.0073 | 117569.8433 | 3834.3827
1 | 11 | 22 | 0 | 0 | 0.24 | 0 | 0.48282 | 0 | 0 | 0 | 2.0686 | 0 | 0 | 0 | 0 | 10342.7727 | -10342.7727 | -14775.3896 | 0 | 3855231.9526 | 3855.232 | 117120.9707 | 3819.7434
1 | 11 | 23 | -1.7 | 0 | 0.24 | 0 | 0.44847 | 0 | 0 | 0 | 1.5477 | 0 | 0 | 0 | 0 | 7738.5431 | -7738.5431 | -11055.0615 | 0 | 3844176.8911 | 3844.1769 | 116785.1207 | 3808.7901
1 | 12 | 0 | -2.2 | 0 | 0.24 | 0 | 0.42624 | 0 | 0 | 0 | 0.98922 | 0 | 0 | 0 | 0 | 4946.0971 | -4946.0971 | -7065.853 | 0 | 3837111.0381 | 3837.111 | 116570.4619 | 3801.7892
1 | 12 | 1 | -2.8 | 0 | 0.24 | 0 | 0.41051 | 0 | 0 | 0 | 0.97279 | 0 | 0 | 0 | 0 | 4863.9663 | -4863.9663 | -6948.5233 | 0 | 3830162.5147 | 3830.1625 | 116359.3675 | 3794.9047
1 | 12 | 2 | -4.4 | 0 | 0.24 | 0 | 0.41352 | 0 | 0 | 0 | 0.96184 | 0 | 0 | 0 | 0 | 4809.2125 | -4809.2125 | -6870.3036 | 0 | 3823292.2112 | 3823.2922 | 116150.6495 | 3788.0976
1 | 12 | 3 | -5 | 0 | 0.24 | 0 | 0.43417 | 0 | 0 | 0 | 0.91872 | 0 | 0 | 0 | 0 | 4593.6192 | -4593.6192 | -6562.3132 | 0 | 3816729.898 | 3816.7299 | 115951.288 | 3781.5957
1 | 12 | 4 | -4.4 | 0 | 0.24 | 0 | 0.43823 | 0 | 0 | 0 | 0.85804 | 0 | 0 | 0 | 0 | 4290.1917 | -4290.1917 | -6128.8453 | 0 | 3810601.0527 | 3810.6011 | 115765.0953 | 3775.5233
1 | 12 | 5 | -5.6 | 0 | 0.24 | 0 | 0.43089 | 0 | 0 | 0 | 0.97553 | 0 | 0 | 0 | 0 | 4877.6548 | -4877.6548 | -6968.0783 | 0 | 3803632.9744 | 3803.633 | 115553.4068 | 3768.6194
1 | 12 | 6 | -5 | 0 | 0.24 | 0 | 0.43751 | 0 | 0 | 0 | 1.2386 | 0 | 0 | 0 | 0 | 6192.8877 | -6192.8877 | -8846.9825 | 0 | 3794785.9919 | 3794.786 | 115284.6377 | 3759.8538
1 | 12 | 7 | -5.6 | 27.7488 | 0.24 | 2181.8552 | 0.44476 | 0 | 2181.8552 | 0 | 1.2434 | 0 | 0 | 0 | 0 | 6216.8425 | -4034.9873 | -5764.2676 | 0 | 3789021.7243 | 3789.0217 | 115109.5207 | 3754.1426
1 | 12 | 8 | -3.3 | 229.4421 | 0.24 | 18040.7599 | 0.44139 | 0 | 18040.7599 | 0 | 1.2616 | 0 | 0 | 0 | 0 | 6308.0989 | 11732.661 | 0 | 8212.8627 | 3797234.587 | 3797.2346 | 115359.0254 | 3762.2799
1 | 12 | 9 | -1.1 | 489.8009 | 0.24 | 38512.4591 | 0.41089 | 0 | 38512.4591 | 0 | 1.2326 | 0 | 0 | 0 | 0 | 6163.2294 | 32349.2297 | 0 | 22644.4608 | 3819879.0478 | 3819.879 | 116046.9584 | 3784.7159
1 | 12 | 10 | 1.1 | 692.544 | 0.24 | 54453.903 | 0.41281 | 0 | 54453.903 | 0 | 1.2418 | 0 | 0 | 0 | 0 | 6208.8576 | 48245.0454 | 0 | 33771.5318 | 3853650.5796 | 3853.6506 | 117072.929 | 3818.1765
1 | 12 | 11 | 2.8 | 738.9397 | 0.24 | 58101.9438 | 0.42979 | 0 | 58101.9438 | 0 | 1.4017 | 0 | 0 | 0 | 0 | 7008.4918 | 51093.452 | 0 | 35765.4164 | 3889415.996 | 3889.416 | 118159.4733 | 3853.6127
1 | 12 | 12 | 5 | 855.722 | 0.24 | 67284.3964 | 0.42529 | 0 | 67284.3964 | 0 | 1.6241 | 0 | 0 | 0 | 0 | 8120.6793 | 59163.7171 | 0 | 41414.602 | 3930830.598 | 3930.8306 | 119417.6384 | 3894.6461
1 | 12 | 13 | 6.1 | 750.8447 | 0.24 | 59038.0193 | 0.43284 | 0 | 59038.0193 | 0 | 1.313 | 0 | 0 | 0 | 0 | 6564.7576 | 52473.2617 | 0 | 36731.2832 | 3967561.8811 | 3967.5619 | 120533.5255 | 3931.0393
1 | 12 | 14 | 7.2 | 709.3506 | 0.24 | 55775.3828 | 0.4086 | 0 | 55775.3828 | 0 | 0.93355 | 0 | 0 | 0 | 0 | 4667.7651 | 51107.6177 | 0 | 35775.3324 | 4003337.2136 | 4003.3372 | 121620.371 | 3966.4853
1 | 12 | 15 | 7.8 | 573.569 | 0.24 | 45099.0398 | 0.35099 | 0 | 45099.0398 | 0 | 1.0047 | 0 | 0 | 0 | 0 | 5023.665 | 40075.3748 | 0 | 28052.7624 | 4031389.9759 | 4031.39 | 122472.6069 | 3994.2798
1 | 12 | 16 | 7.8 | 271.2356 | 0.24 | 21326.9305 | 0.2876 | 0 | 21326.9305 | 0 | 1.0437 | 0 | 0 | 0 | 0 | 5218.7256 | 16108.2049 | 0 | 11275.7434 | 4042665.7193 | 4042.6657 | 122815.1611 | 4005.4517
1 | 12 | 17 | 6.1 | 64.7418 | 0.24 | 5090.5735 | 0.22913 | 0 | 5090.5735 | 0 | 1.1601 | 0 | 0 | 0 | 0 | 5800.4852 | -709.9117 | -1014.1596 | 0 | 4041651.5598 | 4041.6516 | 122784.3512 | 4004.4469
1 | 12 | 18 | 4.4 | 0 | 0.24 | 0 | 0.19132 | 0 | 0 | 0 | 1.2523 | 0 | 0 | 0 | 0 | 6261.33 | -6261.33 | -8944.7572 | 0 | 4032706.8026 | 4032.7068 | 122512.6117 | 3995.5845
1 | 12 | 19 | 3.3 | 0 | 0.24 | 0 | 0.23087 | 0 | 0 | 0 | 1.3688 | 0 | 0 | 0 | 0 | 6844.2303 | -6844.2303 | -9777.4719 | 0 | 4022929.3307 | 4022.9293 | 122215.5746 | 3985.897
1 | 12 | 20 | 0 | 0 | 0.24 | 0 | 0.27474 | 0 | 0 | 0 | 1.6278 | 0 | 0 | 0 | 0 | 8138.9305 | -8138.9305 | -11627.0436 | 0 | 4011302.2871 | 4011.3023 | 121862.348 | 3974.377
1 | 12 | 21 | -0.6 | 0 | 0.24 | 0 | 0.28638 | 0 | 0 | 0 | 1.7615 | 0 | 0 | 0 | 0 | 8807.3837 | -8807.3837 | -12581.9767 | 0 | 3998720.3104 | 3998.7203 | 121480.1107 | 3961.9109
1 | 12 | 22 | 1.1 | 0 | 0.24 | 0 | 0.28485 | 0 | 0 | 0 | 1.6935 | 0 | 0 | 0 | 0 | 8467.4536 | -8467.4536 | -12096.3623 | 0 | 3986623.9481 | 3986.6239 | 121112.6263 | 3949.9258
1 | 12 | 23 | 1.7 | 0 | 0.24 | 0 | 0.2717 | 0 | 0 | 0 | 1.253 | 0 | 0 | 0 | 0 | 6264.7521 | -6264.7521 | -8949.6459 | 0 | 3977674.3022 | 3977.6743 | 120840.7383 | 3941.0586
1 | 13 | 0 | 1.7 | 0 | 0.24 | 0 | 0.25842 | 0 | 0 | 0 | 0.86922 | 0 | 0 | 0 | 0 | 4346.0862 | -4346.0862 | -6208.6946 | 0 | 3971465.6076 | 3971.4656 | 120652.1197 | 3934.907
1 | 13 | 1 | 0.6 | 0 | 0.24 | 0 | 0.25101 | 0 | 0 | 0 | 0.90823 | 0 | 0 | 0 | 0 | 4541.1468 | -4541.1468 | -6487.3526 | 0 | 3964978.255 | 3964.9783 | 120455.0356 | 3928.4794
1 | 13 | 2 | 0 | 0 | 0.24 | 0 | 0.27181 | 0 | 0 | 0 | 0.93196 | 0 | 0 | 0 | 0 | 4659.7801 | -4659.7801 | -6656.8288 | 0 | 3958321.4262 | 3958.3214 | 120252.8028 | 3921.8839
1 | 13 | 3 | 0.6 | 0 | 0.24 | 0 | 0.2717 | 0 | 0 | 0 | 0.97781 | 0 | 0 | 0 | 0 | 4889.0618 | -4889.0618 | -6984.3741 | 0 | 3951337.0521 | 3951.3371 | 120040.6193 | 3914.9638
1 | 13 | 4 | 1.1 | 0 | 0.24 | 0 | 0.28292 | 0 | 0 | 0 | 0.98625 | 0 | 0 | 0 | 0 | 4931.2679 | -4931.2679 | -7044.6685 | 0 | 3944292.3837 | 3944.2924 | 119826.6041 | 3907.984
1 | 13 | 5 | 1.1 | 0 | 0.24 | 0 | 0.27297 | 0 | 0 | 0 | 1.0273 | 0 | 0 | 0 | 0 | 5136.5948 | -5136.5948 | -7337.9926 | 0 | 3936954.391 | 3936.9544 | 119603.6777 | 3900.7135
1 | 13 | 6 | 0 | 0 | 0.24 | 0 | 0.26152 | 0 | 0 | 0 | 1.1989 | 0 | 0 | 0 | 0 | 5994.405 | -5994.405 | -8563.4358 | 0 | 3928390.9552 | 3928.391 | 119343.5227 | 3892.2289
1 | 13 | 7 | -2.2 | 25.938 | 0.24 | 2039.4767 | 0.26408 | 0 | 2039.4767 | 0 | 1.2377 | 0 | 0 | 0 | 0 | 6188.3249 | -4148.8482 | -5926.926 | 0 | 3922464.0293 | 3922.464 | 119163.4642 | 3886.3565
1 | 13 | 8 | 3.9 | 218.3563 | 0.24 | 17169.0976 | 0.23306 | 0 | 17169.0976 | 0 | 1.213 | 0 | 0 | 0 | 0 | 6065.1288 | 11103.9688 | 0 | 7772.7782 | 3930236.8074 | 3930.2368 | 119399.5992 | 3894.0578
1 | 13 | 9 | 7.8 | 436.831 | 0.24 | 34347.4979 | 0.16318 | 0 | 34347.4979 | 0 | 1.1836 | 0 | 0 | 0 | 0 | 5917.9778 | 28429.5201 | 0 | 19900.6641 | 3950137.4715 | 3950.1375 | 120004.1764 | 3913.7752
1 | 13 | 10 | 11.1 | 693.3684 | 0.24 | 54518.7292 | 0.11309 | 0 | 54518.7292 | 0 | 1.059 | 0 | 0 | 0 | 0 | 5295.1528 | 49223.5763 | 0 | 34456.5034 | 3984593.975 | 3984.594 | 121050.9562 | 3947.9146
1 | 13 | 11 | 13.3 | 757.3944 | 0.24 | 59553.0107 | 0.069712 | 0 | 59553.0107 | 0 | 1.1841 | 0 | 0 | 0 | 0 | 5920.2592 | 53632.7514 | 0 | 37542.926 | 4022136.901 | 4022.1369 | 122191.5008 | 3985.1119
1 | 13 | 12 | 15 | 898.5687 | 0.24 | 70653.3804 | 0.05222 | 0 | 70653.3804 | 0 | 1.4715 | 0 | 0 | 0 | 0 | 7357.5476 | 63295.8329 | 0 | 44307.083 | 4066443.984 | 4066.444 | 123537.5388 | 4029.0111
1 | 13 | 13 | 16.7 | 883.5765 | 0.24 | 69474.5595 | 0.058109 | 0 | 69474.5595 | 0 | 1.172 | 0 | 0 | 0 | 0 | 5859.8018 | 63614.7576 | 0 | 44530.3303 | 4110974.3143 | 4110.9743 | 124890.3589 | 4073.1315
1 | 13 | 14 | 17.2 | 739.8418 | 0.24 | 58172.8751 | 0.068753 | 0 | 58172.8751 | 0 | 0.87469 | 0 | 0 | 0 | 0 | 4373.4632 | 53799.4119 | 0 | 37659.5883 | 4148633.9026 | 4148.6339 | 126034.4477 | 4110.4444
1 | 13 | 15 | 17.2 | 588.2686 | 0.24 | 46254.8578 | 0.084257 | 0 | 46254.8578 | 0 | 1.1229 | 0 | 0 | 0 | 0 | 5614.5503 | 40640.3075 | 0 | 28448.2153 | 4177082.1179 | 4177.0821 | 126898.6973 | 4138.6308
1 | 13 | 16 | 16.7 | 358.9444 | 0.24 | 28223.3643 | 0.10277 | 0 | 28223.3643 | 0 | 1.3499 | 0 | 0 | 0 | 0 | 6749.5518 | 21473.8125 | 0 | 15031.6688 | 4192113.7867 | 4192.1138 | 127355.3555 | 4153.5241
1 | 13 | 17 | 14.4 | 71.6582 | 0.24 | 5634.3955 | 0.12325 | 0 | 5634.3955 | 0 | 1.5817 | 0 | 0 | 0 | 0 | 7908.5081 | -2274.1126 | -3248.7323 | 0 | 4188865.0543 | 4188.8651 | 127256.6599 | 4150.3053
1 | 13 | 18 | 12.2 | 0 | 0.24 | 0 | 0.14413 | 0 | 0 | 0 | 1.9002 | 0 | 0 | 0 | 0 | 9500.9324 | -9500.9324 | -13572.7605 | 0 | 4175292.2938 | 4175.2923 | 126844.3228 | 4136.8574
1 | 13 | 19 | 11.7 | 0 | 0.24 | 0 | 0.20233 | 0 | 0 | 0 | 2.1568 | 0 | 0 | 0 | 0 | 10784.2256 | -10784.2256 | -15406.0365 | 0 | 4159886.2573 | 4159.8863 | 126376.2914 | 4121.5932
1 | 13 | 20 | 10.6 | 0 | 0.24 | 0 | 0.23596 | 0 | 0 | 0 | 2.0585 | 0 | 0 | 0 | 0 | 10292.5817 | -10292.5817 | -14703.6881 | 0 | 4145182.5692 | 4145.1826 | 125929.597 | 4107.0249
1 | 13 | 21 | 10 | 0 | 0.24 | 0 | 0.27179 | 0 | 0 | 0 | 1.9383 | 0 | 0 | 0 | 0 | 9691.4301 | -9691.4301 | -13844.9002 | 0 | 4131337.669 | 4131.3377 | 125508.9925 | 4093.3074
1 | 13 | 22 | 8.3 | 0 | 0.24 | 0 | 0.31655 | 0 | 0 | 0 | 1.999 | 0 | 0 | 0 | 0 | 9994.8577 | -9994.8577 | -14278.3681 | 0 | 4117059.3009 | 4117.0593 | 125075.2193 | 4079.1605
1 | 13 | 23 | 8.3 | 0 | 0.24 | 0 | 0.345 | 0 | 0 | 0 | 1.7368 | 0 | 0 | 0 | 0 | 8684.1876 | -8684.1876 | -12405.9822 | 0 | 4104653.3187 | 4104.6533 | 124698.3287 | 4066.8687
1 | 14 | 0 | 5.6 | 0 | 0.24 | 0 | 0.34408 | 0 | 0 | 0 | 1.2199 | 0 | 0 | 0 | 0 | 6099.3499 | -6099.3499 | -8713.357 | 0 | 4095939.9617 | 4095.94 | 124433.6191 | 4058.2356
1 | 14 | 1 | 6.1 | 0 | 0.24 | 0 | 0.34552 | 0 | 0 | 0 | 1.1195 | 0 | 0 | 0 | 0 | 5597.4397 | -5597.4397 | -7996.3424 | 0 | 4087943.6193 | 4087.9436 | 124190.6922 | 4050.3128
1 | 14 | 2 | 6.1 | 0 | 0.24 | 0 | 0.33512 | 0 | 0 | 0 | 1.1692 | 0 | 0 | 0 | 0 | 5846.1134 | -5846.1134 | -8351.5906 | 0 | 4079592.0287 | 4079.592 | 123936.973 | 4042.0381
1 | 14 | 3 | 5.6 | 0 | 0.24 | 0 | 0.31157 | 0 | 0 | 0 | 1.106 | 0 | 0 | 0 | 0 | 5530.1381 | -5530.1381 | -7900.1973 | 0 | 4071691.8315 | 4071.6918 | 123696.967 | 4034.2107
1 | 14 | 4 | 4.4 | 0 | 0.24 | 0 | 0.28249 | 0 | 0 | 0 | 1.2119 | 0 | 0 | 0 | 0 | 6059.4252 | -6059.4252 | -8656.3218 | 0 | 4063035.5097 | 4063.0355 | 123433.9902 | 4025.634
1 | 14 | 5 | 3.9 | 0 | 0.24 | 0 | 0.24343 | 0 | 0 | 0 | 1.315 | 0 | 0 | 0 | 0 | 6575.0239 | -6575.0239 | -9392.8913 | 0 | 4053642.6184 | 4053.6426 | 123148.6365 | 4016.3276
1 | 14 | 6 | 2.8 | 0 | 0.24 | 0 | 0.21949 | 0 | 0 | 0 | 1.2883 | 0 | 0 | 0 | 0 | 6441.5614 | -6441.5614 | -9202.2306 | 0 | 4044440.3878 | 4044.4404 | 122869.0751 | 4007.2101
1 | 14 | 7 | 2.8 | 20.3038 | 0.24 | 1596.4673 | 0.20819 | 0 | 1596.4673 | 0 | 1.1852 | 0 | 0 | 0 | 0 | 5925.9627 | -4329.4955 | -6184.9935 | 0 | 4038255.3943 | 4038.2554 | 122681.1765 | 4001.082
1 | 14 | 8 | 4.4 | 177.3117 | 0.24 | 13941.8067 | 0.19059 | 0 | 13941.8067 | 0 | 1.4156 | 0 | 0 | 0 | 0 | 7078.0748 | 6863.7318 | 0 | 4804.6123 | 4043060.0066 | 4043.06 | 122827.1394 | 4005.8424
1 | 14 | 9 | 6.1 | 455.44 | 0.24 | 35810.7031 | 0.15014 | 0 | 35810.7031 | 0 | 1.4649 | 0 | 0 | 0 | 0 | 7324.4671 | 28486.236 | 0 | 19940.3652 | 4063000.3718 | 4063.0004 | 123432.9227 | 4025.5992
1 | 14 | 10 | 7.8 | 658.4407 | 0.24 | 51772.4041 | 0.12077 | 0 | 51772.4041 | 0 | 1.5057 | 0 | 0 | 0 | 0 | 7528.6533 | 44243.7507 | 0 | 30970.6255 | 4093970.9973 | 4093.971 | 124373.8024 | 4056.2847
1 | 14 | 11 | 10 | 781.0033 | 0.24 | 61409.3523 | 0.15019 | 0 | 61409.3523 | 0 | 1.8908 | 0 | 0 | 0 | 0 | 9454.1635 | 51955.1888 | 0 | 36368.6322 | 4130339.6294 | 4130.3396 | 125478.6723 | 4092.3186
1 | 14 | 12 | 12.2 | 902.4945 | 0.24 | 70962.062 | 0.13538 | 0 | 70962.062 | 0 | 2.0437 | 0 | 0 | 0 | 0 | 10218.4358 | 60743.6261 | 0 | 42520.5383 | 4172860.1677 | 4172.8602 | 126770.4355 | 4134.4477
1 | 14 | 13 | 13.3 | 906.7612 | 0.24 | 71297.5477 | 0.10711 | 0 | 71297.5477 | 0 | 1.495 | 0 | 0 | 0 | 0 | 7475.0402 | 63822.5075 | 0 | 44675.7553 | 4217535.923 | 4217.5359 | 128127.6736 | 4178.7122
1 | 14 | 14 | 14.4 | 796.6562 | 0.24 | 62640.1191 | 0.095372 | 0 | 62640.1191 | 0 | 1.1145 | 0 | 0 | 0 | 0 | 5572.3442 | 57067.775 | 0 | 39947.4425 | 4257483.3655 | 4257.4834 | 129341.2668 | 4218.2919
1 | 14 | 15 | 14.4 | 614.2677 | 0.24 | 48299.131 | 0.081829 | 0 | 48299.131 | 0 | 1.2057 | 0 | 0 | 0 | 0 | 6028.6262 | 42270.5048 | 0 | 29589.3534 | 4287072.7189 | 4287.0727 | 130240.1839 | 4247.6089
1 | 14 | 16 | 13.9 | 370.3047 | 0.24 | 29116.6145 | 0.078622 | 0 | 29116.6145 | 0 | 1.3403 | 0 | 0 | 0 | 0 | 6701.6422 | 22414.9724 | 0 | 15690.4807 | 4302763.1995 | 4302.7632 | 130716.8567 | 4263.1549
1 | 14 | 17 | 11.1 | 76.8928 | 0.24 | 6045.9906 | 0.069507 | 0 | 6045.9906 | 0 | 1.506 | 0 | 0 | 0 | 0 | 7529.794 | -1483.8035 | -2119.7192 | 0 | 4300643.4803 | 4300.6435 | 130652.4602 | 4261.0547
1 | 14 | 18 | 10.6 | 0 | 0.24 | 0 | 0.071231 | 0 | 0 | 0 | 1.7067 | 0 | 0 | 0 | 0 | 8533.6145 | -8533.6145 | -12190.8778 | 0 | 4288452.6024 | 4288.4526 | 130282.1044 | 4248.9761
1 | 14 | 19 | 8.9 | 0 | 0.24 | 0 | 0.11762 | 0 | 0 | 0 | 1.6593 | 0 | 0 | 0 | 0 | 8296.3478 | -8296.3478 | -11851.9255 | 0 | 4276600.677 | 4276.6007 | 129922.0459 | 4237.2332
1 | 14 | 20 | 8.3 | 0 | 0.24 | 0 | 0.18609 | 0 | 0 | 0 | 1.7624 | 0 | 0 | 0 | 0 | 8811.9465 | -8811.9465 | -12588.495 | 0 | 4264012.1819 | 4264.0122 | 129539.6106 | 4224.7606
1 | 14 | 21 | 7.8 | 0 | 0.24 | 0 | 0.22695 | 0 | 0 | 0 | 1.733 | 0 | 0 | 0 | 0 | 8664.7956 | -8664.7956 | -12378.2794 | 0 | 4251633.9025 | 4251.6339 | 129163.5616 | 4212.4963
1 | 14 | 22 | 5.6 | 0 | 0.24 | 0 | 0.27038 | 0 | 0 | 0 | 1.8137 | 0 | 0 | 0 | 0 | 9068.6052 | -9068.6052 | -12955.1502 | 0 | 4238678.7523 | 4238.6788 | 128769.9874 | 4199.6604
1 | 14 | 23 | 2.8 | 0 | 0.24 | 0 | 0.30046 | 0 | 0 | 0 | 1.7149 | 0 | 0 | 0 | 0 | 8574.6799 | -8574.6799 | -12249.5427 | 0 | 4226429.2097 | 4226.4292 | 128397.8494 | 4187.5236
1 | 15 | 0 | 2.2 | 0 | 0.24 | 0 | 0.32852 | 0 | 0 | 0 | 1.2532 | 0 | 0 | 0 | 0 | 6265.8928 | -6265.8928 | -8951.2755 | 0 | 4217477.9342 | 4217.4779 | 128125.9119 | 4178.6547
1 | 15 | 1 | 3.3 | 0 | 0.24 | 0 | 0.37926 | 0 | 0 | 0 | 1.0082 | 0 | 0 | 0 | 0 | 5040.7756 | -5040.7756 | -7201.108 | 0 | 4210276.8261 | 4210.2768 | 127907.1441 | 4171.5199
1 | 15 | 2 | 1.7 | 0 | 0.24 | 0 | 0.3978 | 0 | 0 | 0 | 1.0529 | 0 | 0 | 0 | 0 | 5264.3538 | -5264.3538 | -7520.5054 | 0 | 4202756.3207 | 4202.7563 | 127678.673 | 4164.0687
1 | 15 | 3 | 1.1 | 0 | 0.24 | 0 | 0.39994 | 0 | 0 | 0 | 1.039 | 0 | 0 | 0 | 0 | 5194.7708 | -5194.7708 | -7421.1011 | 0 | 4195335.2195 | 4195.3352 | 127453.2219 | 4156.7159
1 | 15 | 4 | 0.6 | 0 | 0.24 | 0 | 0.40478 | 0 | 0 | 0 | 1.0287 | 0 | 0 | 0 | 0 | 5143.4391 | -5143.4391 | -7347.7701 | 0 | 4187987.4494 | 4187.9874 | 127229.9985 | 4149.4357
1 | 15 | 5 | 0.6 | 0 | 0.24 | 0 | 0.41099 | 0 | 0 | 0 | 1.0627 | 0 | 0 | 0 | 0 | 5313.4041 | -5313.4041 | -7590.5773 | 0 | 4180396.8721 | 4180.3969 | 126999.3986 | 4141.915
1 | 15 | 6 | 0.6 | 0 | 0.24 | 0 | 0.40114 | 0 | 0 | 0 | 1.239 | 0 | 0 | 0 | 0 | 6195.1691 | -6195.1691 | -8850.2416 | 0 | 4171546.6305 | 4171.5466 | 126730.5305 | 4133.1463
1 | 15 | 7 | 0.6 | 24.9537 | 0.24 | 1962.0767 | 0.39655 | 0 | 1962.0767 | 0 | 1.2634 | 0 | 0 | 0 | 0 | 6317.2246 | -4355.1479 | -6221.6398 | 0 | 4165324.9907 | 4165.325 | 126541.5187 | 4126.9819
1 | 15 | 8 | 3.9 | 205.792 | 0.24 | 16181.1817 | 0.38288 | 0 | 16181.1817 | 0 | 1.3668 | 0 | 0 | 0 | 0 | 6833.964 | 9347.2177 | 0 | 6543.0524 | 4171868.0431 | 4171.868 | 126740.295 | 4133.4647
1 | 15 | 9 | 5 | 404.1775 | 0.24 | 31779.989 | 0.33037 | 0 | 31779.989 | 0 | 1.3104 | 0 | 0 | 0 | 0 | 6552.2098 | 25227.7792 | 0 | 17659.4455 | 4189527.4885 | 4189.5275 | 127276.7845 | 4150.9616
1 | 15 | 10 | 7.2 | 652.7846 | 0.24 | 51327.6677 | 0.29534 | 0 | 51327.6677 | 0 | 1.2564 | 0 | 0 | 0 | 0 | 6281.8627 | 45045.805 | 0 | 31532.0635 | 4221059.552 | 4221.0596 | 128234.7206 | 4182.2034
1 | 15 | 11 | 9.4 | 802.4288 | 0.24 | 63094.0132 | 0.30298 | 0 | 63094.0132 | 0 | 1.4288 | 0 | 0 | 0 | 0 | 7144.2357 | 55949.7775 | 0 | 39164.8442 | 4260224.3963 | 4260.2244 | 129424.5386 | 4221.0077
1 | 15 | 12 | 11.1 | 839.1359 | 0.24 | 65980.2487 | 0.30579 | 0 | 65980.2487 | 0 | 1.7462 | 0 | 0 | 0 | 0 | 8730.9565 | 57249.2923 | 0 | 40074.5046 | 4300298.9009 | 4300.2989 | 130641.9919 | 4260.7133
1 | 15 | 13 | 11.1 | 782.6952 | 0.24 | 61542.3825 | 0.32871 | 0 | 61542.3825 | 0 | 1.4156 | 0 | 0 | 0 | 0 | 7078.0748 | 54464.3076 | 0 | 38125.0153 | 4338423.9162 | 4338.4239 | 131800.2202 | 4298.4874
1 | 15 | 14 | 12.2 | 684.0019 | 0.24 | 53782.2468 | 0.38696 | 0 | 53782.2468 | 0 | 1.1914 | 0 | 0 | 0 | 0 | 5956.7618 | 47825.485 | 0 | 33477.8395 | 4371901.7557 | 4371.9018 | 132817.2685 | 4331.6571
1 | 15 | 15 | 12.2 | 586.7549 | 0.24 | 46135.834 | 0.42137 | 0 | 46135.834 | 0 | 1.2974 | 0 | 0 | 0 | 0 | 6487.1896 | 39648.6444 | 0 | 27754.0511 | 4399655.8068 | 4399.6558 | 133660.4296 | 4359.1556
1 | 15 | 16 | 11.7 | 356.0663 | 0.24 | 27997.0671 | 0.4258 | 0 | 27997.0671 | 0 | 1.2701 | 0 | 0 | 0 | 0 | 6350.305 | 21646.7621 | 0 | 15152.7335 | 4414808.5402 | 4414.8085 | 134120.7658 | 4374.1689
1 | 15 | 17 | 8.9 | 48.8498 | 0.24 | 3841.0041 | 0.45782 | 0 | 3841.0041 | 0 | 1.6946 | 0 | 0 | 0 | 0 | 8473.1571 | -4632.153 | -6617.3614 | 0 | 4408191.1788 | 4408.1912 | 133919.732 | 4367.6124
1 | 15 | 18 | 4.4 | 0 | 0.24 | 0 | 0.499 | 0 | 0 | 0 | 2.2648 | 0 | 0 | 0 | 0 | 11323.779 | -11323.779 | -16176.8272 | 0 | 4392014.3516 | 4392.0144 | 133428.2841 | 4351.5845
1 | 15 | 19 | 2.8 | 0 | 0.24 | 0 | 0.5462 | 0 | 0 | 0 | 2.1906 | 0 | 0 | 0 | 0 | 10953.0499 | -10953.0499 | -15647.2141 | 0 | 4376367.1375 | 4376.3671 | 132952.9257 | 4336.0813
1 | 15 | 20 | 2.8 | 0 | 0.24 | 0 | 0.57532 | 0 | 0 | 0 | 2.1176 | 0 | 0 | 0 | 0 | 10588.0243 | -10588.0243 | -15125.749 | 0 | 4361241.3885 | 4361.2414 | 132493.4093 | 4321.0948
1 | 15 | 21 | 2.8 | 0 | 0.24 | 0 | 0.57517 | 0 | 0 | 0 | 2.147 | 0 | 0 | 0 | 0 | 10735.1752 | -10735.1752 | -15335.9646 | 0 | 4345905.4239 | 4345.9054 | 132027.5065 | 4305.9
1 | 15 | 22 | 0.6 | 0 | 0.24 | 0 | 0.58252 | 0 | 0 | 0 | 2.0587 | 0 | 0 | 0 | 0 | 10293.7224 | -10293.7224 | -14705.3177 | 0 | 4331200.1062 | 4331.2001 | 131580.7627 | 4291.3301
1 | 15 | 23 | 0.6 | 0 | 0.24 | 0 | 0.57298 | 0 | 0 | 0 | 1.6807 | 0 | 0 | 0 | 0 | 8403.5741 | -8403.5741 | -12005.1059 | 0 | 4319195.0003 | 4319.195 | 131216.0506 | 4279.4355
1 | 16 | 0 | 0.6 | 0 | 0.24 | 0 | 0.55579 | 0 | 0 | 0 | 1.2249 | 0 | 0 | 0 | 0 | 6124.4454 | -6124.4454 | -8749.2077 | 0 | 4310445.7926 | 4310.4458 | 130950.2519 | 4270.7668
1 | 16 | 1 | -0.6 | 0 | 0.24 | 0 | 0.54379 | 0 | 0 | 0 | 1.08 | 0 | 0 | 0 | 0 | 5400.0977 | -5400.0977 | -7714.4253 | 0 | 4302731.3673 | 4302.7314 | 130715.8896 | 4263.1234
1 | 16 | 2 | -0.6 | 0 | 0.24 | 0 | 0.54309 | 0 | 0 | 0 | 1.0679 | 0 | 0 | 0 | 0 | 5339.6403 | -5339.6403 | -7628.0576 | 0 | 4295103.3096 | 4295.1033 | 130484.1512 | 4255.5656
1 | 16 | 3 | -0.6 | 0 | 0.24 | 0 | 0.51077 | 0 | 0 | 0 | 1.1079 | 0 | 0 | 0 | 0 | 5539.2637 | -5539.2637 | -7913.2339 | 0 | 4287190.0757 | 4287.1901 | 130243.7491 | 4247.7252
1 | 16 | 4 | -2.2 | 0 | 0.24 | 0 | 0.50156 | 0 | 0 | 0 | 1.1142 | 0 | 0 | 0 | 0 | 5571.2035 | -5571.2035 | -7958.8621 | 0 | 4279231.2136 | 4279.2312 | 130001.9609 | 4239.8396
1 | 16 | 5 | -2.2 | 0 | 0.24 | 0 | 0.49777 | 0 | 0 | 0 | 1.1747 | 0 | 0 | 0 | 0 | 5873.4903 | -5873.4903 | -8390.7004 | 0 | 4270840.5132 | 4270.8405 | 129747.0536 | 4231.5261
1 | 16 | 6 | -1.7 | 0 | 0.24 | 0 | 0.46489 | 0 | 0 | 0 | 1.2395 | 0 | 0 | 0 | 0 | 6197.4505 | -6197.4505 | -8853.5008 | 0 | 4261987.0124 | 4261.987 | 129478.0865 | 4222.7541
1 | 16 | 7 | -2.2 | 2.4667 | 0.24 | 193.951 | 0.43669 | 0 | 193.951 | 0 | 1.3355 | 0 | 0 | 0 | 0 | 6677.6874 | -6483.7363 | -9262.4805 | 0 | 4252724.5319 | 4252.7245 | 129196.6946 | 4213.5769
1 | 16 | 8 | 1.1 | 41.9333 | 0.24 | 3297.1677 | 0.4132 | 0 | 3297.1677 | 0 | 1.6029 | 0 | 0 | 0 | 0 | 8014.5937 | -4717.426 | -6739.18 | 0 | 4245985.3519 | 4245.9854 | 128991.9601 | 4206.8997
1 | 16 | 9 | 3.3 | 136.3535 | 0.24 | 10721.3138 | 0.39938 | 0 | 10721.3138 | 0 | 1.4685 | 0 | 0 | 0 | 0 | 7342.7184 | 3378.5954 | 0 | 2365.0168 | 4248350.3687 | 4248.3504 | 129063.8087 | 4209.243
1 | 16 | 10 | 5 | 106.8889 | 0.24 | 8404.5451 | 0.36626 | 0 | 8404.5451 | 0 | 1.3992 | 0 | 0 | 0 | 0 | 6995.9441 | 1408.601 | 0 | 986.0207 | 4249336.3894 | 4249.3364 | 129093.7637 | 4210.2199
1 | 16 | 11 | 6.7 | 87.9778 | 0.24 | 6917.5871 | 0.33695 | 0 | 6917.5871 | 0 | 1.6045 | 0 | 0 | 0 | 0 | 8022.5786 | -1104.9915 | -1578.5593 | 0 | 4247757.8301 | 4247.7578 | 129045.8075 | 4208.6559
1 | 16 | 12 | 6.7 | 118.4 | 0.24 | 9309.6499 | 0.32699 | 0 | 9309.6499 | 0 | 2.0056 | 0 | 0 | 0 | 0 | 10027.9381 | -718.2882 | -1026.126 | 0 | 4246731.7041 | 4246.7317 | 129014.634 | 4207.6392
1 | 16 | 13 | 7.8 | 164.9393 | 0.24 | 12968.9795 | 0.33266 | 0 | 12968.9795 | 0 | 1.6704 | 0 | 0 | 0 | 0 | 8352.2424 | 4616.7371 | 0 | 3231.716 | 4249963.4201 | 4249.9634 | 129112.8128 | 4210.8412
1 | 16 | 14 | 7.2 | 202.1365 | 0.24 | 15893.7492 | 0.3226 | 0 | 15893.7492 | 0 | 1.2837 | 0 | 0 | 0 | 0 | 6418.7473 | 9475.0019 | 0 | 6632.5013 | 4256595.9214 | 4256.5959 | 129314.3065 | 4217.4126
1 | 16 | 15 | 7.2 | 494.6693 | 0.24 | 38895.2526 | 0.32964 | 0 | 38895.2526 | 0 | 1.2071 | 0 | 0 | 0 | 0 | 6035.4704 | 32859.7821 | 0 | 23001.8475 | 4279597.7689 | 4279.5978 | 130013.0968 | 4240.2028
1 | 16 | 16 | 5.6 | 338.586 | 0.24 | 26622.6125 | 0.31896 | 0 | 26622.6125 | 0 | 1.2696 | 0 | 0 | 0 | 0 | 6348.0236 | 20274.5889 | 0 | 14192.2122 | 4293789.9811 | 4293.79 | 130444.2526 | 4254.2643
1 | 16 | 17 | 4.4 | 48.4409 | 0.24 | 3808.846 | 0.29988 | 0 | 3808.846 | 0 | 1.5388 | 0 | 0 | 0 | 0 | 7694.0556 | -3885.2096 | -5550.2994 | 0 | 4288239.6817 | 4288.2397 | 130275.6359 | 4248.7651
1 | 16 | 18 | 3.3 | 0 | 0.24 | 0 | 0.28131 | 0 | 0 | 0 | 1.7978 | 0 | 0 | 0 | 0 | 8988.7558 | -8988.7558 | -12841.0797 | 0 | 4275398.602 | 4275.3986 | 129885.5271 | 4236.0422
1 | 16 | 19 | 2.2 | 0 | 0.24 | 0 | 0.31416 | 0 | 0 | 0 | 1.7074 | 0 | 0 | 0 | 0 | 8537.0366 | -8537.0366 | -12195.7666 | 0 | 4263202.8354 | 4263.2028 | 129515.0228 | 4223.9587
1 | 16 | 20 | 1.1 | 0 | 0.24 | 0 | 0.32299 | 0 | 0 | 0 | 1.6825 | 0 | 0 | 0 | 0 | 8412.6998 | -8412.6998 | -12018.1425 | 0 | 4251184.6929 | 4251.1847 | 129149.9147 | 4212.0512
1 | 16 | 21 | 0.6 | 0 | 0.24 | 0 | 0.33141 | 0 | 0 | 0 | 1.628 | 0 | 0 | 0 | 0 | 8140.0712 | -8140.0712 | -11628.6732 | 0 | 4239556.0197 | 4239.556 | 128796.6386 | 4200.5296
1 | 16 | 22 | 0 | 0 | 0.24 | 0 | 0.34549 | 0 | 0 | 0 | 1.6878 | 0 | 0 | 0 | 0 | 8438.936 | -8438.936 | -12055.6228 | 0 | 4227500.3969 | 4227.5004 | 128430.3918 | 4188.585
1 | 16 | 23 | 0 | 0 | 0.24 | 0 | 0.35247 | 0 | 0 | 0 | 1.5073 | 0 | 0 | 0 | 0 | 7536.6383 | -7536.6383 | -10766.6261 | 0 | 4216733.7708 | 4216.7338 | 128103.3044 | 4177.9174
1 | 17 | 0 | -0.6 | 0 | 0.24 | 0 | 0.34836 | 0 | 0 | 0 | 0.91736 | 0 | 0 | 0 | 0 | 4586.775 | -4586.775 | -6552.5357 | 0 | 4210181.2351 | 4210.1812 | 127904.2401 | 4171.4252
1 | 17 | 1 | -1.7 | 0 | 0.24 | 0 | 0.34566 | 0 | 0 | 0 | 0.83089 | 0 | 0 | 0 | 0 | 4154.4478 | -4154.4478 | -5934.9254 | 0 | 4204246.3096 | 4204.2463 | 127723.9385 | 4165.5449
1 | 17 | 2 | -2.2 | 0 | 0.24 | 0 | 0.34253 | 0 | 0 | 0 | 0.90846 | 0 | 0 | 0 | 0 | 4542.2875 | -4542.2875 | -6488.9822 | 0 | 4197757.3275 | 4197.7573 | 127526.8049 | 4159.1157
1 | 17 | 3 | -3.3 | 0 | 0.24 | 0 | 0.34041 | 0 | 0 | 0 | 0.89135 | 0 | 0 | 0 | 0 | 4456.7346 | -4456.7346 | -6366.7638 | 0 | 4191390.5637 | 4191.3906 | 127333.3842 | 4152.8075
1 | 17 | 4 | -3.9 | 0 | 0.24 | 0 | 0.3432 | 0 | 0 | 0 | 0.89089 | 0 | 0 | 0 | 0 | 4454.4532 | -4454.4532 | -6363.5046 | 0 | 4185027.0591 | 4185.0271 | 127140.0626 | 4146.5026
1 | 17 | 5 | -3.9 | 0 | 0.24 | 0 | 0.34192 | 0 | 0 | 0 | 0.86146 | 0 | 0 | 0 | 0 | 4307.3023 | -4307.3023 | -6153.289 | 0 | 4178873.7701 | 4178.8738 | 126953.1272 | 4140.4059
1 | 17 | 6 | -4.4 | 0 | 0.24 | 0 | 0.3255 | 0 | 0 | 0 | 0.86762 | 0 | 0 | 0 | 0 | 4338.1013 | -4338.1013 | -6197.2876 | 0 | 4172676.4826 | 4172.6765 | 126764.8552 | 4134.2657
1 | 17 | 7 | -4.4 | 1.6444 | 0.24 | 129.3007 | 0.28975 | 0 | 129.3007 | 0 | 1.0522 | 0 | 0 | 0 | 0 | 5260.9317 | -5131.631 | -7330.9014 | 0 | 4165345.5811 | 4165.3456 | 126542.1442 | 4127.0023
1 | 17 | 8 | -2.2 | 33.7111 | 0.24 | 2650.6642 | 0.2775 | 0 | 2650.6642 | 0 | 1.1177 | 0 | 0 | 0 | 0 | 5588.314 | -2937.6498 | -4196.6426 | 0 | 4161148.9385 | 4161.1489 | 126414.6513 | 4122.8443
1 | 17 | 9 | -0.6 | 75.6444 | 0.24 | 5947.8319 | 0.21959 | 0 | 5947.8319 | 0 | 1.1368 | 0 | 0 | 0 | 0 | 5684.1333 | 263.6986 | 0 | 184.589 | 4161333.5275 | 4161.3335 | 126420.2591 | 4123.0272
1 | 17 | 10 | 0.6 | 280.7615 | 0.24 | 22075.9373 | 0.13935 | 0 | 22075.9373 | 0 | 1.2883 | 0 | 0 | 0 | 0 | 6441.5614 | 15634.3759 | 0 | 10944.0631 | 4172277.5907 | 4172.2776 | 126752.7369 | 4133.8705
1 | 17 | 11 | 2.2 | 193.7179 | 0.24 | 15231.8035 | 0.12111 | 0 | 15231.8035 | 0 | 1.5965 | 0 | 0 | 0 | 0 | 7982.6539 | 7249.1495 | 0 | 5074.4047 | 4177351.9954 | 4177.352 | 126906.8961 | 4138.8982
1 | 17 | 12 | 3.9 | 755.5306 | 0.24 | 59406.463 | 0.10487 | 0 | 59406.463 | 0 | 1.9593 | 0 | 0 | 0 | 0 | 9796.375 | 49610.088 | 0 | 34727.0616 | 4212079.057 | 4212.0791 | 127961.8954 | 4173.3056
1 | 17 | 13 | 5 | 677.5293 | 0.24 | 53273.3125 | 0.094256 | 0 | 53273.3125 | 0 | 1.6146 | 0 | 0 | 0 | 0 | 8072.7696 | 45200.5429 | 0 | 31640.38 | 4243719.437 | 4243.7194 | 128923.1221 | 4204.6547
1 | 17 | 14 | 5 | 528.0294 | 0.24 | 41518.3201 | 0.091214 | 0 | 41518.3201 | 0 | 1.3793 | 0 | 0 | 0 | 0 | 6896.7027 | 34621.6173 | 0 | 24235.1321 | 4267954.5691 | 4267.9546 | 129659.3793 | 4228.6667
1 | 17 | 15 | 5 | 557.8738 | 0.24 | 43864.9437 | 0.095672 | 0 | 43864.9437 | 0 | 1.3951 | 0 | 0 | 0 | 0 | 6975.4114 | 36889.5323 | 0 | 25822.6726 | 4293777.2417 | 4293.7772 | 130443.8656 | 4254.2517
1 | 17 | 16 | 4.4 | 368.2436 | 0.24 | 28954.5563 | 0.10139 | 0 | 28954.5563 | 0 | 1.4815 | 0 | 0 | 0 | 0 | 7407.7386 | 21546.8177 | 0 | 15082.7724 | 4308860.0141 | 4308.86 | 130902.0764 | 4269.1956
1 | 17 | 17 | 4.4 | 83.2667 | 0.24 | 6547.1613 | 0.12026 | 0 | 6547.1613 | 0 | 2.0373 | 0 | 0 | 0 | 0 | 10186.4961 | -3639.3348 | -5199.0497 | 0 | 4303660.9644 | 4303.661 | 130744.1306 | 4264.0444
1 | 17 | 18 | 3.3 | 0 | 0.24 | 0 | 0.15863 | 0 | 0 | 0 | 2.2691 | 0 | 0 | 0 | 0 | 11345.4524 | -11345.4524 | -16207.7892 | 0 | 4287453.1752 | 4287.4532 | 130251.742 | 4247.9858
1 | 17 | 19 | 3.9 | 0 | 0.24 | 0 | 0.25691 | 0 | 0 | 0 | 2.1176 | 0 | 0 | 0 | 0 | 10588.0243 | -10588.0243 | -15125.749 | 0 | 4272327.4262 | 4272.3274 | 129792.2256 | 4232.9993
1 | 17 | 20 | 3.3 | 0 | 0.24 | 0 | 0.33691 | 0 | 0 | 0 | 2.054 | 0 | 0 | 0 | 0 | 10269.7676 | -10269.7676 | -14671.0965 | 0 | 4257656.3297 | 4257.6563 | 129346.5214 | 4218.4633
1 | 17 | 21 | 3.3 | 0 | 0.24 | 0 | 0.39216 | 0 | 0 | 0 | 2.0994 | 0 | 0 | 0 | 0 | 10496.7679 | -10496.7679 | -14995.3827 | 0 | 4242660.947 | 4242.6609 | 128890.9655 | 4203.6059
1 | 17 | 22 | 2.8 | 0 | 0.24 | 0 | 0.42871 | 0 | 0 | 0 | 2.0786 | 0 | 0 | 0 | 0 | 10392.9637 | -10392.9637 | -14847.091 | 0 | 4227813.856 | 4227.8139 | 128439.9146 | 4188.8955
1 | 17 | 23 | 3.3 | 0 | 0.24 | 0 | 0.47183 | 0 | 0 | 0 | 1.6289 | 0 | 0 | 0 | 0 | 8144.6341 | -8144.6341 | -11635.1915 | 0 | 4216178.6645 | 4216.1787 | 128086.4404 | 4177.3674
1 | 18 | 0 | 3.3 | 0 | 0.24 | 0 | 0.48814 | 0 | 0 | 0 | 1.0768 | 0 | 0 | 0 | 0 | 5384.1278 | -5384.1278 | -7691.6112 | 0 | 4208487.0533 | 4208.4871 | 127852.7712 | 4169.7466
1 | 18 | 1 | 2.8 | 0 | 0.24 | 0 | 0.4904 | 0 | 0 | 0 | 0.99059 | 0 | 0 | 0 | 0 | 4952.9413 | -4952.9413 | -7075.6305 | 0 | 4201411.4228 | 4201.4114 | 127637.8154 | 4162.7361
1 | 18 | 2 | 1.7 | 0 | 0.24 | 0 | 0.48204 | 0 | 0 | 0 | 1.0043 | 0 | 0 | 0 | 0 | 5021.3836 | -5021.3836 | -7173.4052 | 0 | 4194238.0176 | 4194.238 | 127419.8891 | 4155.6288
1 | 18 | 3 | 1.7 | 0 | 0.24 | 0 | 0.47564 | 0 | 0 | 0 | 0.92055 | 0 | 0 | 0 | 0 | 4602.7449 | -4602.7449 | -6575.3498 | 0 | 4187662.6678 | 4187.6627 | 127220.1317 | 4149.1139
1 | 18 | 4 | 1.7 | 0 | 0.24 | 0 | 0.47497 | 0 | 0 | 0 | 0.92283 | 0 | 0 | 0 | 0 | 4614.1519 | -4614.1519 | -6591.6456 | 0 | 4181071.0221 | 4181.071 | 127019.8792 | 4142.583
1 | 18 | 5 | 2.2 | 0 | 0.24 | 0 | 0.46576 | 0 | 0 | 0 | 0.94564 | 0 | 0 | 0 | 0 | 4728.2224 | -4728.2224 | -6754.6035 | 0 | 4174316.4187 | 4174.3164 | 126814.676 | 4135.8905
1 | 18 | 6 | 1.7 | 0 | 0.24 | 0 | 0.45313 | 0 | 0 | 0 | 0.95272 | 0 | 0 | 0 | 0 | 4763.5843 | -4763.5843 | -6805.1204 | 0 | 4167511.2982 | 4167.5113 | 126607.9382 | 4129.1481
1 | 18 | 7 | 2.2 | 25.6239 | 0.24 | 2014.7741 | 0.45609 | 0 | 2014.7741 | 0 | 0.97941 | 0 | 0 | 0 | 0 | 4897.0468 | -2882.2727 | -4117.5324 | 0 | 4163393.7658 | 4163.3938 | 126482.8486 | 4125.0684
1 | 18 | 8 | 2.8 | 212.733 | 0.24 | 16726.9418 | 0.47136 | 0 | 16726.9418 | 0 | 1.2345 | 0 | 0 | 0 | 0 | 6172.355 | 10554.5867 | 0 | 7388.2107 | 4170781.9766 | 4170.782 | 126707.3006 | 4132.3886
1 | 18 | 9 | 3.9 | 477.8448 | 0.24 | 37572.3654 | 0.44955 | 0 | 37572.3654 | 0 | 1.3771 | 0 | 0 | 0 | 0 | 6885.2957 | 30687.0697 | 0 | 21480.9488 | 4192262.9253 | 4192.2629 | 127359.8863 | 4153.6719
1 | 18 | 10 | 4.4 | 586.0784 | 0.24 | 46082.6393 | 0.40854 | 0 | 46082.6393 | 0 | 1.4332 | 0 | 0 | 0 | 0 | 7165.9091 | 38916.7302 | 0 | 27241.7111 | 4219504.6365 | 4219.5046 | 128187.4826 | 4180.6628
1 | 18 | 11 | 5.6 | 795.8922 | 0.24 | 62580.0511 | 0.41927 | 0 | 62580.0511 | 0 | 1.545 | 0 | 0 | 0 | 0 | 7724.8546 | 54855.1965 | 0 | 38398.6376 | 4257903.274 | 4257.9033 | 129354.0235 | 4218.708
1 | 18 | 12 | 6.1 | 841.8942 | 0.24 | 66197.1343 | 0.46088 | 0 | 66197.1343 | 0 | 1.7519 | 0 | 0 | 0 | 0 | 8759.4741 | 57437.6602 | 0 | 40206.3621 | 4298109.6361 | 4298.1096 | 130575.4826 | 4258.5442
1 | 18 | 13 | 6.7 | 859.4932 | 0.24 | 67580.9194 | 0.48259 | 0 | 67580.9194 | 0 | 1.7893 | 0 | 0 | 0 | 0 | 8946.5497 | 58634.3697 | 0 | 41044.0588 | 4339153.6949 | 4339.1537 | 131822.3907 | 4299.2104
1 | 18 | 14 | 6.7 | 764.8193 | 0.24 | 60136.8224 | 0.49909 | 0 | 60136.8224 | 0 | 1.3545 | 0 | 0 | 0 | 0 | 6772.3659 | 53364.4565 | 0 | 37355.1195 | 4376508.8144 | 4376.5088 | 132957.2298 | 4336.2217
1 | 18 | 15 | 6.7 | 599.5951 | 0.24 | 47145.4425 | 0.48212 | 0 | 47145.4425 | 0 | 1.0444 | 0 | 0 | 0 | 0 | 5222.1477 | 41923.2947 | 0 | 29346.3063 | 4405855.1207 | 4405.8551 | 133848.7632 | 4365.2979
1 | 18 | 16 | 6.7 | 381.0356 | 0.24 | 29960.3695 | 0.47036 | 0 | 29960.3695 | 0 | 0.98329 | 0 | 0 | 0 | 0 | 4916.4388 | 25043.9307 | 0 | 17530.7515 | 4423385.8722 | 4423.3859 | 134381.343 | 4382.6672
1 | 18 | 17 | 5 | 86.7528 | 0.24 | 6821.2691 | 0.45806 | 0 | 6821.2691 | 0 | 1.3431 | 0 | 0 | 0 | 0 | 6715.3306 | 105.9385 | 0 | 74.1569 | 4423460.0292 | 4423.46 | 134383.5958 | 4382.7407
1 | 18 | 18 | 3.9 | 0 | 0.24 | 0 | 0.48359 | 0 | 0 | 0 | 1.9739 | 0 | 0 | 0 | 0 | 9869.3801 | -9869.3801 | -14099.1144 | 0 | 4409360.9147 | 4409.3609 | 133955.2683 | 4368.7714
1 | 18 | 19 | 3.3 | 0 | 0.24 | 0 | 0.60729 | 0 | 0 | 0 | 1.766 | 0 | 0 | 0 | 0 | 8830.1978 | -8830.1978 | -12614.5683 | 0 | 4396746.3464 | 4396.7463 | 133572.0409 | 4356.2729
1 | 18 | 20 | 3.3 | 0 | 0.24 | 0 | 0.66863 | 0 | 0 | 0 | 1.5776 | 0 | 0 | 0 | 0 | 7887.9754 | -7887.9754 | -11268.5363 | 0 | 4385477.8101 | 4385.4778 | 133229.7056 | 4345.1081
1 | 18 | 21 | 3.3 | 0 | 0.24 | 0 | 0.69861 | 0 | 0 | 0 | 1.5942 | 0 | 0 | 0 | 0 | 7971.2469 | -7971.2469 | -11387.4956 | 0 | 4374090.3145 | 4374.0903 | 132883.7564 | 4333.8255
1 | 18 | 22 | 2.8 | 0 | 0.24 | 0 | 0.71267 | 0 | 0 | 0 | 1.6237 | 0 | 0 | 0 | 0 | 8118.3979 | -8118.3979 | -11597.7112 | 0 | 4362492.6033 | 4362.4926 | 132531.4209 | 4322.3345
1 | 18 | 23 | 2.8 | 0 | 0.24 | 0 | 0.71698 | 0 | 0 | 0 | 1.3289 | 0 | 0 | 0 | 0 | 6644.6069 | -6644.6069 | -9492.2956 | 0 | 4353000.3077 | 4353.0003 | 132243.0473 | 4312.9296
1 | 19 | 0 | 3.3 | 0 | 0.24 | 0 | 0.67633 | 0 | 0 | 0 | 0.85941 | 0 | 0 | 0 | 0 | 4297.0359 | -4297.0359 | -6138.6228 | 0 | 4346861.685 | 4346.8617 | 132056.5575 | 4306.8475
1 | 19 | 1 | 3.3 | 0 | 0.24 | 0 | 0.66559 | 0 | 0 | 0 | 0.76861 | 0 | 0 | 0 | 0 | 3843.0353 | -3843.0353 | -5490.0505 | 0 | 4341371.6345 | 4341.3716 | 131889.7712 | 4301.408
1 | 19 | 2 | 2.8 | 0 | 0.24 | 0 | 0.66557 | 0 | 0 | 0 | 0.74442 | 0 | 0 | 0 | 0 | 3722.1206 | -3722.1206 | -5317.3151 | 0 | 4336054.3194 | 4336.0543 | 131728.2325 | 4296.1396
1 | 19 | 3 | 2.8 | 0 | 0.24 | 0 | 0.67601 | 0 | 0 | 0 | 0.74077 | 0 | 0 | 0 | 0 | 3703.8693 | -3703.8693 | -5291.2419 | 0 | 4330763.0775 | 4330.7631 | 131567.4859 | 4290.8971
1 | 19 | 4 | 2.8 | 0 | 0.24 | 0 | 0.67831 | 0 | 0 | 0 | 0.73165 | 0 | 0 | 0 | 0 | 3658.2411 | -3658.2411 | -5226.0587 | 0 | 4325537.0188 | 4325.537 | 131408.7196 | 4285.7191
1 | 19 | 5 | 2.8 | 0 | 0.24 | 0 | 0.68758 | 0 | 0 | 0 | 0.73233 | 0 | 0 | 0 | 0 | 3661.6632 | -3661.6632 | -5230.9474 | 0 | 4320306.0714 | 4320.3061 | 131249.8047 | 4280.5363
1 | 19 | 6 | 2.2 | 0 | 0.24 | 0 | 0.70128 | 0 | 0 | 0 | 0.81834 | 0 | 0 | 0 | 0 | 4091.709 | -4091.709 | -5845.2986 | 0 | 4314460.7728 | 4314.4608 | 131072.226 | 4274.7448
1 | 19 | 7 | 2.2 | 29.8272 | 0.24 | 2345.2785 | 0.7058 | 0 | 2345.2785 | 0 | 0.82313 | 0 | 0 | 0 | 0 | 4115.6638 | -1770.3854 | -2529.1219 | 0 | 4311931.6508 | 4311.9317 | 130995.3919 | 4272.239
1 | 19 | 8 | 2.2 | 233.7688 | 0.24 | 18380.9638 | 0.68291 | 0 | 18380.9638 | 0 | 0.87743 | 0 | 0 | 0 | 0 | 4387.1516 | 13993.8121 | 0 | 9795.6685 | 4321727.3193 | 4321.7273 | 131292.9819 | 4281.9445
1 | 19 | 9 | 2.8 | 463.6871 | 0.24 | 36459.157 | 0.64203 | 0 | 36459.157 | 0 | 0.91827 | 0 | 0 | 0 | 0 | 4591.3378 | 31867.8192 | 0 | 22307.4734 | 4344034.7928 | 4344.0348 | 131970.6772 | 4304.0466
1 | 19 | 10 | 2.8 | 544.012 | 0.24 | 42775.0073 | 0.61501 | 0 | 42775.0073 | 0 | 0.89226 | 0 | 0 | 0 | 0 | 4461.2975 | 38313.7098 | 0 | 26819.5969 | 4370854.3896 | 4370.8544 | 132785.4498 | 4330.6193
1 | 19 | 11 | 3.3 | 750.5111 | 0.24 | 59011.7887 | 0.59976 | 0 | 59011.7887 | 0 | 1.0823 | 0 | 0 | 0 | 0 | 5411.5048 | 53600.2839 | 0 | 37520.1987 | 4408374.5884 | 4408.3746 | 133925.304 | 4367.7941
1 | 19 | 12 | 3.3 | 806.0514 | 0.24 | 63378.8571 | 0.59989 | 0 | 63378.8571 | 0 | 1.4672 | 0 | 0 | 0 | 0 | 7335.8742 | 56042.9829 | 0 | 39230.088 | 4447604.6764 | 4447.6047 | 135117.1041 | 4406.6631
1 | 19 | 13 | 3.3 | 877.0461 | 0.24 | 68961.0835 | 0.61294 | 0 | 68961.0835 | 0 | 1.2726 | 0 | 0 | 0 | 0 | 6362.8528 | 62598.2307 | 0 | 43818.7615 | 4491423.4379 | 4491.4234 | 136448.307 | 4450.0785
1 | 19 | 14 | 3.3 | 704.2934 | 0.24 | 55377.7483 | 0.62324 | 0 | 55377.7483 | 0 | 0.92945 | 0 | 0 | 0 | 0 | 4647.2324 | 50730.5159 | 0 | 35511.3611 | 4526934.799 | 4526.9348 | 137527.1331 | 4485.263
1 | 19 | 15 | 3.3 | 525.873 | 0.24 | 41348.7654 | 0.62102 | 0 | 41348.7654 | 0 | 1.002 | 0 | 0 | 0 | 0 | 5009.9766 | 36338.7888 | 0 | 25437.1522 | 4552371.9512 | 4552.372 | 138299.9074 | 4510.466
1 | 19 | 16 | 3.3 | 370.3971 | 0.24 | 29123.8802 | 0.58301 | 0 | 29123.8802 | 0 | 1.1827 | 0 | 0 | 0 | 0 | 5913.415 | 23210.4652 | 0 | 16247.3257 | 4568619.2769 | 4568.6193 | 138793.497 | 4526.5637
1 | 19 | 17 | 3.3 | 77.1095 | 0.24 | 6063.0252 | 0.53348 | 0 | 6063.0252 | 0 | 1.4914 | 0 | 0 | 0 | 0 | 7456.7889 | -1393.7637 | -1991.091 | 0 | 4566628.1858 | 4566.6282 | 138733.0082 | 4524.591
1 | 19 | 18 | 3.3 | 0 | 0.24 | 0 | 0.46034 | 0 | 0 | 0 | 1.6344 | 0 | 0 | 0 | 0 | 8172.011 | -8172.011 | -11674.3014 | 0 | 4554953.8844 | 4554.9539 | 138378.3459 | 4513.0241
1 | 19 | 19 | 2.8 | 0 | 0.24 | 0 | 0.48747 | 0 | 0 | 0 | 1.7446 | 0 | 0 | 0 | 0 | 8722.9715 | -8722.9715 | -12461.3879 | 0 | 4542492.4965 | 4542.4925 | 137999.772 | 4500.6775
1 | 19 | 20 | 2.8 | 0 | 0.24 | 0 | 0.48902 | 0 | 0 | 0 | 1.9467 | 0 | 0 | 0 | 0 | 9733.6362 | -9733.6362 | -13905.1946 | 0 | 4528587.3019 | 4528.5873 | 137577.3358 | 4486.9003
1 | 19 | 21 | 2.8 | 0 | 0.24 | 0 | 0.46476 | 0 | 0 | 0 | 2.0115 | 0 | 0 | 0 | 0 | 10057.5964 | -10057.5964 | -14367.9949 | 0 | 4514219.307 | 4514.2193 | 137140.8397 | 4472.6645
1 | 19 | 22 | 2.2 | 0 | 0.24 | 0 | 0.46383 | 0 | 0 | 0 | 1.9152 | 0 | 0 | 0 | 0 | 9576.2189 | -9576.2189 | -13680.3127 | 0 | 4500538.9943 | 4500.539 | 136725.2353 | 4459.1101
1 | 19 | 23 | 2.2 | 0 | 0.24 | 0 | 0.46656 | 0 | 0 | 0 | 1.5292 | 0 | 0 | 0 | 0 | 7646.146 | -7646.146 | -10923.0657 | 0 | 4489615.9286 | 4489.6159 | 136393.3953 | 4448.2876
1 | 20 | 0 | 2.2 | 0 | 0.24 | 0 | 0.44521 | 0 | 0 | 0 | 1.1633 | 0 | 0 | 0 | 0 | 5816.4551 | -5816.4551 | -8309.2215 | 0 | 4481306.7071 | 4481.3067 | 136140.9633 | 4440.0549
1 | 20 | 1 | 2.2 | 0 | 0.24 | 0 | 0.43893 | 0 | 0 | 0 | 1.0889 | 0 | 0 | 0 | 0 | 5444.5852 | -5444.5852 | -7777.9789 | 0 | 4473528.7283 | 4473.5287 | 135904.6702 | 4432.3485
1 | 20 | 2 | 2.8 | 0 | 0.24 | 0 | 0.43876 | 0 | 0 | 0 | 1.1131 | 0 | 0 | 0 | 0 | 5565.4999 | -5565.4999 | -7950.7142 | 0 | 4465578.0141 | 4465.578 | 135663.1295 | 4424.471
1 | 20 | 3 | 2.8 | 0 | 0.24 | 0 | 0.45852 | 0 | 0 | 0 | 1.1375 | 0 | 0 | 0 | 0 | 5687.5554 | -5687.5554 | -8125.0791 | 0 | 4457452.9349 | 4457.4529 | 135416.2917 | 4416.4207
1 | 20 | 4 | 2.8 | 0 | 0.24 | 0 | 0.46232 | 0 | 0 | 0 | 1.0752 | 0 | 0 | 0 | 0 | 5376.1429 | -5376.1429 | -7680.2042 | 0 | 4449772.7308 | 4449.7727 | 135182.969 | 4408.8112
1 | 20 | 5 | 3.3 | 0 | 0.24 | 0 | 0.45884 | 0 | 0 | 0 | 1.1469 | 0 | 0 | 0 | 0 | 5734.3243 | -5734.3243 | -8191.8918 | 0 | 4441580.8389 | 4441.5808 | 134934.1014 | 4400.6947
1 | 20 | 6 | 3.3 | 0 | 0.24 | 0 | 0.46809 | 0 | 0 | 0 | 1.3296 | 0 | 0 | 0 | 0 | 6648.029 | -6648.029 | -9497.1843 | 0 | 4432083.6546 | 4432.0837 | 134645.5794 | 4391.285
1 | 20 | 7 | 3.3 | 19.261 | 0.24 | 1514.4703 | 0.48134 | 0 | 1514.4703 | 0 | 1.5119 | 0 | 0 | 0 | 0 | 7559.4524 | -6044.9821 | -8635.6887 | 0 | 4423447.9659 | 4423.448 | 134383.2293 | 4382.7288
1 | 20 | 8 | 3.3 | 168.6572 | 0.24 | 13261.3166 | 0.48593 | 0 | 13261.3166 | 0 | 1.6223 | 0 | 0 | 0 | 0 | 8111.5536 | 5149.763 | 0 | 3604.8341 | 4427052.8 | 4427.0528 | 134492.7433 | 4386.3004
1 | 20 | 9 | 3.9 | 439.7512 | 0.24 | 34577.1087 | 0.44021 | 0 | 34577.1087 | 0 | 1.6508 | 0 | 0 | 0 | 0 | 8254.1418 | 26322.9669 | 0 | 18426.0768 | 4445478.8768 | 4445.4789 | 135052.5228 | 4404.5569
1 | 20 | 10 | 5 | 644.0781 | 0.24 | 50643.0893 | 0.33978 | 0 | 50643.0893 | 0 | 1.7275 | 0 | 0 | 0 | 0 | 8637.4186 | 42005.6707 | 0 | 29403.9695 | 4474882.8463 | 4474.8828 | 135945.808 | 4433.6902
1 | 20 | 11 | 6.1 | 756.1958 | 0.24 | 59458.7713 | 0.30128 | 0 | 59458.7713 | 0 | 1.9912 | 0 | 0 | 0 | 0 | 9956.0737 | 49502.6977 | 0 | 34651.8884 | 4509534.7347 | 4509.5347 | 136998.5236 | 4468.0231
1 | 20 | 12 | 6.7 | 809.5401 | 0.24 | 63653.1668 | 0.31064 | 0 | 63653.1668 | 0 | 2.2196 | 0 | 0 | 0 | 0 | 11097.9194 | 52555.2473 | 0 | 36788.6731 | 4546323.4078 | 4546.3234 | 138116.1542 | 4504.4731
1 | 20 | 13 | 7.2 | 813.9498 | 0.24 | 63999.8945 | 0.33349 | 0 | 63999.8945 | 0 | 1.7047 | 0 | 0 | 0 | 0 | 8523.3481 | 55476.5464 | 0 | 38833.5825 | 4585156.9903 | 4585.157 | 139295.9086 | 4542.9492
1 | 20 | 14 | 7.8 | 794.6494 | 0.24 | 62482.3301 | 0.36882 | 0 | 62482.3301 | 0 | 1.2176 | 0 | 0 | 0 | 0 | 6087.9429 | 56394.3872 | 0 | 39476.0711 | 4624633.0614 | 4624.6331 | 140495.1816 | 4582.0619
1 | 20 | 15 | 7.8 | 618.9454 | 0.24 | 48666.9304 | 0.38814 | 0 | 48666.9304 | 0 | 1.2669 | 0 | 0 | 0 | 0 | 6334.3351 | 42332.5953 | 0 | 29632.8167 | 4654265.8781 | 4654.2659 | 141395.4191 | 4611.4219
1 | 20 | 16 | 7.8 | 345.7645 | 0.24 | 27187.0474 | 0.40215 | 0 | 27187.0474 | 0 | 1.3009 | 0 | 0 | 0 | 0 | 6504.3002 | 20682.7472 | 0 | 14477.923 | 4668743.8011 | 4668.7438 | 141835.2547 | 4625.7666
1 | 20 | 17 | 7.8 | 88.6478 | 0.24 | 6970.2728 | 0.39459 | 0 | 6970.2728 | 0 | 1.4537 | 0 | 0 | 0 | 0 | 7268.5726 | -298.2998 | -426.1426 | 0 | 4668317.6585 | 4668.3177 | 141822.3086 | 4625.3444
1 | 20 | 18 | 6.7 | 0 | 0.24 | 0 | 0.4385 | 0 | 0 | 0 | 2.0478 | 0 | 0 | 0 | 0 | 10238.9685 | -10238.9685 | -14627.0979 | 0 | 4653690.5606 | 4653.6906 | 141377.9411 | 4610.8519
1 | 20 | 19 | 6.7 | 0 | 0.24 | 0 | 0.60915 | 0 | 0 | 0 | 2.0168 | 0 | 0 | 0 | 0 | 10083.8327 | -10083.8327 | -14405.4752 | 0 | 4639285.0854 | 4639.2851 | 140940.3064 | 4596.579
1 | 20 | 20 | 6.1 | 0 | 0.24 | 0 | 0.71077 | 0 | 0 | 0 | 1.8808 | 0 | 0 | 0 | 0 | 9403.9724 | -9403.9724 | -13434.2463 | 0 | 4625850.839 | 4625.8508 | 140532.1774 | 4583.2685
1 | 20 | 21 | 5.6 | 0 | 0.24 | 0 | 0.7463 | 0 | 0 | 0 | 1.8165 | 0 | 0 | 0 | 0 | 9082.2936 | -9082.2936 | -12974.7052 | 0 | 4612876.1338 | 4612.8761 | 140138.0091 | 4570.4132
1 | 20 | 22 | 5 | 0 | 0.24 | 0 | 0.75364 | 0 | 0 | 0 | 1.6622 | 0 | 0 | 0 | 0 | 8311.177 | -8311.177 | -11873.11 | 0 | 4601003.0238 | 4601.003 | 139777.3071 | 4558.6494
1 | 20 | 23 | 5.6 | 0 | 0.24 | 0 | 0.75741 | 0 | 0 | 0 | 1.3791 | 0 | 0 | 0 | 0 | 6895.562 | -6895.562 | -9850.8029 | 0 | 4591152.2209 | 4591.1522 | 139478.0422 | 4548.8892
1 | 21 | 0 | 4.4 | 0 | 0.24 | 0 | 0.75188 | 0 | 0 | 0 | 0.88747 | 0 | 0 | 0 | 0 | 4437.3426 | -4437.3426 | -6339.0609 | 0 | 4584813.16 | 4584.8132 | 139285.4631 | 4542.6085
1 | 21 | 1 | 3.9 | 0 | 0.24 | 0 | 0.72208 | 0 | 0 | 0 | 0.73347 | 0 | 0 | 0 | 0 | 3667.3667 | -3667.3667 | -5239.0953 | 0 | 4579574.0647 | 4579.5741 | 139126.3007 | 4537.4177
1 | 21 | 2 | 4.4 | 0 | 0.24 | 0 | 0.70532 | 0 | 0 | 0 | 0.78731 | 0 | 0 | 0 | 0 | 3936.5731 | -3936.5731 | -5623.6759 | 0 | 4573950.3888 | 4573.9504 | 138955.4548 | 4531.8458
1 | 21 | 3 | 4.4 | 0 | 0.24 | 0 | 0.70644 | 0 | 0 | 0 | 0.85804 | 0 | 0 | 0 | 0 | 4290.1917 | -4290.1917 | -6128.8453 | 0 | 4567821.5435 | 4567.8215 | 138769.2621 | 4525.7733
1 | 21 | 4 | 5 | 0 | 0.24 | 0 | 0.70179 | 0 | 0 | 0 | 0.85918 | 0 | 0 | 0 | 0 | 4295.8952 | -4295.8952 | -6136.9932 | 0 | 4561684.5503 | 4561.6846 | 138582.8218 | 4519.6928
1 | 21 | 5 | 3.9 | 0 | 0.24 | 0 | 0.69359 | 0 | 0 | 0 | 0.84503 | 0 | 0 | 0 | 0 | 4225.1715 | -4225.1715 | -6035.9593 | 0 | 4555648.591 | 4555.6486 | 138399.4509 | 4513.7124
1 | 21 | 6 | 4.4 | 0 | 0.24 | 0 | 0.69615 | 0 | 0 | 0 | 0.91188 | 0 | 0 | 0 | 0 | 4559.3981 | -4559.3981 | -6513.4258 | 0 | 4549135.1652 | 4549.1352 | 138201.5746 | 4507.259
1 | 21 | 7 | 4.4 | 29.3371 | 0.24 | 2306.743 | 0.72247 | 0 | 2306.743 | 0 | 0.84686 | 0 | 0 | 0 | 0 | 4234.2972 | -1927.5542 | -2753.6488 | 0 | 4546381.5163 | 4546.3815 | 138117.9195 | 4504.5307
1 | 21 | 8 | 5 | 235.2165 | 0.24 | 18494.7898 | 0.7493 | 0 | 18494.7898 | 0 | 0.79963 | 0 | 0 | 0 | 0 | 3998.1712 | 14496.6186 | 0 | 10147.633 | 4556529.1494 | 4556.5291 | 138426.202 | 4514.5849
1 | 21 | 9 | 5.6 | 399.6119 | 0.24 | 31421.0059 | 0.70663 | 0 | 31421.0059 | 0 | 0.77112 | 0 | 0 | 0 | 0 | 3855.5831 | 27565.4228 | 0 | 19295.796 | 4575824.9453 | 4575.8249 | 139012.4034 | 4533.7031
1 | 21 | 10 | 5 | 533.6329 | 0.24 | 41958.9127 | 0.67797 | 0 | 41958.9127 | 0 | 0.7896 | 0 | 0 | 0 | 0 | 3947.9802 | 38010.9325 | 0 | 26607.6528 | 4602432.5981 | 4602.4326 | 139820.7372 | 4560.0658
1 | 21 | 11 | 4.4 | 684.6323 | 0.24 | 53831.8159 | 0.7307 | 0 | 53831.8159 | 0 | 0.96777 | 0 | 0 | 0 | 0 | 4838.8708 | 48992.9451 | 0 | 34295.0616 | 4636727.6597 | 4636.7277 | 140862.6124 | 4594.0452
1 | 21 | 12 | 3.9 | 846.3483 | 0.24 | 66547.3486 | 0.74567 | 0 | 66547.3486 | 0 | 1.3278 | 0 | 0 | 0 | 0 | 6638.9034 | 59908.4452 | 0 | 41935.9116 | 4678663.5713 | 4678.6636 | 142136.6148 | 4635.595
1 | 21 | 13 | 3.3 | 792.8116 | 0.24 | 62337.8222 | 0.76946 | 0 | 62337.8222 | 0 | 1.164 | 0 | 0 | 0 | 0 | 5819.8772 | 56517.9451 | 0 | 39562.5616 | 4718226.1329 | 4718.2261 | 143338.5154 | 4674.7934
1 | 21 | 14 | 3.9 | 776.937 | 0.24 | 61089.6235 | 0.77248 | 0 | 61089.6235 | 0 | 0.91302 | 0 | 0 | 0 | 0 | 4565.1016 | 56524.5219 | 0 | 39567.1653 | 4757793.2982 | 4757.7933 | 144540.5559 | 4713.9963
1 | 21 | 15 | 3.3 | 593.313 | 0.24 | 46651.4874 | 0.76719 | 0 | 46651.4874 | 0 | 0.98123 | 0 | 0 | 0 | 0 | 4906.1724 | 41745.315 | 0 | 29221.7205 | 4787015.0187 | 4787.015 | 145428.3044 | 4742.9491
1 | 21 | 16 | 2.8 | 388.0927 | 0.24 | 30515.2608 | 0.76465 | 0 | 30515.2608 | 0 | 0.83636 | 0 | 0 | 0 | 0 | 4181.8247 | 26333.4361 | 0 | 18433.4053 | 4805448.424 | 4805.4484 | 145988.3066 | 4761.2128
1 | 21 | 17 | 2.8 | 93.1093 | 0.24 | 7321.0753 | 0.76829 | 0 | 7321.0753 | 0 | 1.0928 | 0 | 0 | 0 | 0 | 5463.9772 | 1857.0981 | 0 | 1299.9687 | 4806748.3926 | 4806.7484 | 146027.7993 | 4762.5008
1 | 21 | 18 | 2.8 | 0 | 0.24 | 0 | 0.76537 | 0 | 0 | 0 | 1.6803 | 0 | 0 | 0 | 0 | 8401.2927 | -8401.2927 | -12001.8467 | 0 | 4794746.5459 | 4794.7465 | 145663.1862 | 4750.6094
1 | 21 | 19 | 2.8 | 0 | 0.24 | 0 | 0.74629 | 0 | 0 | 0 | 1.6951 | 0 | 0 | 0 | 0 | 8475.4385 | -8475.4385 | -12107.7693 | 0 | 4782638.7766 | 4782.6388 | 145295.3552 | 4738.6131
1 | 21 | 20 | 3.3 | 0 | 0.24 | 0 | 0.7411 | 0 | 0 | 0 | 1.6467 | 0 | 0 | 0 | 0 | 8233.6091 | -8233.6091 | -11762.2987 | 0 | 4770876.4779 | 4770.8765 | 144938.0196 | 4726.9591
1 | 21 | 21 | 3.3 | 0 | 0.24 | 0 | 0.74483 | 0 | 0 | 0 | 1.5908 | 0 | 0 | 0 | 0 | 7954.1363 | -7954.1363 | -11363.0519 | 0 | 4759513.426 | 4759.5134 | 144592.8129 | 4715.7006
1 | 21 | 22 | 3.3 | 0 | 0.24 | 0 | 0.73788 | 0 | 0 | 0 | 1.5685 | 0 | 0 | 0 | 0 | 7842.3472 | -7842.3472 | -11203.3532 | 0 | 4748310.0729 | 4748.3101 | 144252.4579 | 4704.6004
1 | 21 | 23 | 3.3 | 0 | 0.24 | 0 | 0.70187 | 0 | 0 | 0 | 1.2228 | 0 | 0 | 0 | 0 | 6114.1791 | -6114.1791 | -8734.5415 | 0 | 4739575.5313 | 4739.5755 | 143987.1047 | 4695.9463
1 | 22 | 0 | 3.9 | 0 | 0.24 | 0 | 0.68358 | 0 | 0 | 0 | 0.79005 | 0 | 0 | 0 | 0 | 3950.2616 | -3950.2616 | -5643.2308 | 0 | 4733932.3005 | 4733.9323 | 143815.6648 | 4690.355
1 | 22 | 1 | 3.3 | 0 | 0.24 | 0 | 0.65887 | 0 | 0 | 0 | 0.67119 | 0 | 0 | 0 | 0 | 3355.9543 | -3355.9543 | -4794.2204 | 0 | 4729138.0801 | 4729.1381 | 143670.0176 | 4685.6049
1 | 22 | 2 | 3.3 | 0 | 0.24 | 0 | 0.63905 | 0 | 0 | 0 | 0.64769 | 0 | 0 | 0 | 0 | 3238.4616 | -3238.4616 | -4626.3738 | 0 | 4724511.7063 | 4724.5117 | 143529.4696 | 4681.0211
1 | 22 | 3 | 3.3 | 0 | 0.24 | 0 | 0.64447 | 0 | 0 | 0 | 0.66845 | 0 | 0 | 0 | 0 | 3342.2658 | -3342.2658 | -4774.6654 | 0 | 4719737.0409 | 4719.737 | 143384.4164 | 4676.2904
1 | 22 | 4 | 1.7 | 0 | 0.24 | 0 | 0.65658 | 0 | 0 | 0 | 0.73963 | 0 | 0 | 0 | 0 | 3698.1658 | -3698.1658 | -5283.094 | 0 | 4714453.9469 | 4714.4539 | 143223.9174 | 4671.0559
1 | 22 | 5 | 1.7 | 0 | 0.24 | 0 | 0.64663 | 0 | 0 | 0 | 0.80123 | 0 | 0 | 0 | 0 | 4006.1561 | -4006.1561 | -5723.0802 | 0 | 4708730.8667 | 4708.7309 | 143050.0516 | 4665.3855
1 | 22 | 6 | 1.1 | 0 | 0.24 | 0 | 0.62646 | 0 | 0 | 0 | 1.0009 | 0 | 0 | 0 | 0 | 5004.2731 | -5004.2731 | -7148.9615 | 0 | 4701581.9052 | 4701.5819 | 142832.868 | 4658.3024
1 | 22 | 7 | 0.6 | 31.1369 | 0.24 | 2448.2603 | 0.59802 | 0 | 2448.2603 | 0 | 0.95956 | 0 | 0 | 0 | 0 | 4797.8054 | -2349.5452 | -3356.4931 | 0 | 4698225.4121 | 4698.2254 | 142730.8986 | 4654.9768
1 | 22 | 8 | 1.7 | 240.8502 | 0.24 | 18937.7615 | 0.55027 | 0 | 18937.7615 | 0 | 0.92101 | 0 | 0 | 0 | 0 | 4605.0263 | 14332.7352 | 0 | 10032.9146 | 4708258.3267 | 4708.2583 | 143035.696 | 4664.9174
1 | 22 | 9 | 3.9 | 470.3538 | 0.24 | 36983.3547 | 0.53211 | 0 | 36983.3547 | 0 | 0.8731 | 0 | 0 | 0 | 0 | 4365.4782 | 32617.8764 | 0 | 22832.5135 | 4731090.8402 | 4731.0908 | 143729.342 | 4687.5397
1 | 22 | 10 | 6.7 | 572.6402 | 0.24 | 45026.0114 | 0.50787 | 0 | 45026.0114 | 0 | 1.0275 | 0 | 0 | 0 | 0 | 5137.7356 | 39888.2759 | 0 | 27921.7931 | 4759012.6333 | 4759.0126 | 144577.599 | 4715.2045
1 | 22 | 11 | 8.9 | 741.4611 | 0.24 | 58300.1957 | 0.51463 | 0 | 58300.1957 | 0 | 1.354 | 0 | 0 | 0 | 0 | 6770.0845 | 51530.1112 | 0 | 36071.0779 | 4795083.7112 | 4795.0837 | 145673.4292 | 4750.9435
1 | 22 | 12 | 10.6 | 863.7799 | 0.24 | 67917.9797 | 0.54712 | 0 | 67917.9797 | 0 | 1.847 | 0 | 0 | 0 | 0 | 9235.1481 | 58682.8316 | 0 | 41077.9821 | 4836161.6933 | 4836.1617 | 146921.3679 | 4791.6433
1 | 22 | 13 | 11.7 | 826.7696 | 0.24 | 65007.9016 | 0.54591 | 0 | 65007.9016 | 0 | 1.5849 | 0 | 0 | 0 | 0 | 7924.478 | 57083.4236 | 0 | 39958.3965 | 4876120.0898 | 4876.1201 | 148135.2939 | 4831.2339
1 | 22 | 14 | 12.2 | 768.1443 | 0.24 | 60398.2671 | 0.60779 | 0 | 60398.2671 | 0 | 1.2304 | 0 | 0 | 0 | 0 | 6151.8223 | 54246.4447 | 0 | 37972.5113 | 4914092.6011 | 4914.0926 | 149288.8891 | 4868.8569
1 | 22 | 15 | 13.3 | 632.3109 | 0.24 | 49717.8498 | 0.64719 | 0 | 49717.8498 | 0 | 1.542 | 0 | 0 | 0 | 0 | 7710.0254 | 42007.8244 | 0 | 29405.4771 | 4943498.0782 | 4943.4981 | 150182.2201 | 4897.9917
1 | 22 | 16 | 12.8 | 385.9265 | 0.24 | 30344.9389 | 0.63204 | 0 | 30344.9389 | 0 | 2.1548 | 0 | 0 | 0 | 0 | 10773.9592 | 19570.9796 | 0 | 13699.6858 | 4957197.764 | 4957.1978 | 150598.4131 | 4911.5652
1 | 22 | 17 | 10.6 | 102.6776 | 0.24 | 8073.4181 | 0.59194 | 0 | 8073.4181 | 0 | 2.0508 | 0 | 0 | 0 | 0 | 10253.7977 | -2180.3796 | -3114.8281 | 0 | 4954082.9359 | 4954.0829 | 150503.7854 | 4908.4791
1 | 22 | 18 | 7.2 | 0 | 0.24 | 0 | 0.51856 | 0 | 0 | 0 | 1.7537 | 0 | 0 | 0 | 0 | 8768.5997 | -8768.5997 | -12526.571 | 0 | 4941556.3649 | 4941.5564 | 150123.2313 | 4896.0678
1 | 22 | 19 | 6.1 | 0 | 0.24 | 0 | 0.47367 | 0 | 0 | 0 | 1.7234 | 0 | 0 | 0 | 0 | 8616.886 | -8616.886 | -12309.8371 | 0 | 4929246.5278 | 4929.2465 | 149749.2616 | 4883.8713
1 | 22 | 20 | 4.4 | 0 | 0.24 | 0 | 0.4596 | 0 | 0 | 0 | 1.8591 | 0 | 0 | 0 | 0 | 9295.6055 | -9295.6055 | -13279.4364 | 0 | 4915967.0914 | 4915.9671 | 149345.8357 | 4870.7141
1 | 22 | 21 | 3.3 | 0 | 0.24 | 0 | 0.44258 | 0 | 0 | 0 | 1.941 | 0 | 0 | 0 | 0 | 9705.1186 | -9705.1186 | -13864.4551 | 0 | 4902102.6363 | 4902.1026 | 148924.6371 | 4856.9773
1 | 22 | 22 | 3.3 | 0 | 0.24 | 0 | 0.42064 | 0 | 0 | 0 | 2.0179 | 0 | 0 | 0 | 0 | 10089.5362 | -10089.5362 | -14413.6231 | 0 | 4887689.0132 | 4887.689 | 148486.7548 | 4842.6963
1 | 22 | 23 | 2.2 | 0 | 0.24 | 0 | 0.38951 | 0 | 0 | 0 | 1.6837 | 0 | 0 | 0 | 0 | 8418.4033 | -8418.4033 | -12026.2904 | 0 | 4875662.7228 | 4875.6627 | 148121.3992 | 4830.7807
1 | 23 | 0 | 2.2 | 0 | 0.24 | 0 | 0.36773 | 0 | 0 | 0 | 1.1984 | 0 | 0 | 0 | 0 | 5992.1236 | -5992.1236 | -8560.1766 | 0 | 4867102.5462 | 4867.1025 | 147861.3432 | 4822.2994
1 | 23 | 1 | 1.1 | 0 | 0.24 | 0 | 0.34637 | 0 | 0 | 0 | 1.1072 | 0 | 0 | 0 | 0 | 5535.8416 | -5535.8416 | -7908.3452 | 0 | 4859194.201 | 4859.1942 | 147621.0897 | 4814.4638
1 | 23 | 2 | 1.7 | 0 | 0.24 | 0 | 0.34896 | 0 | 0 | 0 | 1.1003 | 0 | 0 | 0 | 0 | 5501.6205 | -5501.6205 | -7859.4578 | 0 | 4851334.7432 | 4851.3347 | 147382.3213 | 4806.6767
1 | 23 | 3 | 0.6 | 0 | 0.24 | 0 | 0.36214 | 0 | 0 | 0 | 1.1001 | 0 | 0 | 0 | 0 | 5500.4798 | -5500.4798 | -7857.8282 | 0 | 4843476.915 | 4843.4769 | 147143.6025 | 4798.8912
1 | 23 | 4 | 0.6 | 0 | 0.24 | 0 | 0.38627 | 0 | 0 | 0 | 1.1138 | 0 | 0 | 0 | 0 | 5568.9221 | -5568.9221 | -7955.6029 | 0 | 4835521.312 | 4835.5213 | 146901.9133 | 4791.0088
1 | 23 | 5 | 0 | 0 | 0.24 | 0 | 0.37399 | 0 | 0 | 0 | 1.0802 | 0 | 0 | 0 | 0 | 5401.2384 | -5401.2384 | -7716.0549 | 0 | 4827805.2571 | 4827.8053 | 146667.5015 | 4783.3638
1 | 23 | 6 | 0 | 0 | 0.24 | 0 | 0.32684 | 0 | 0 | 0 | 1.1282 | 0 | 0 | 0 | 0 | 5640.7865 | -5640.7865 | -8058.2664 | 0 | 4819746.9907 | 4819.747 | 146422.6934 | 4775.3797
1 | 23 | 7 | 0 | 1.6444 | 0.24 | 129.3007 | 0.29155 | 0 | 129.3007 | 0 | 1.111 | 0 | 0 | 0 | 0 | 5555.2336 | -5425.9329 | -7751.3327 | 0 | 4811995.658 | 4811.9957 | 146187.2099 | 4767.6998
1 | 23 | 8 | 2.2 | 21.3778 | 0.24 | 1680.909 | 0.26898 | 0 | 1680.909 | 0 | 1.3072 | 0 | 0 | 0 | 0 | 6536.2399 | -4855.3309 | -6936.187 | 0 | 4805059.471 | 4805.0595 | 145976.4903 | 4760.8274
1 | 23 | 9 | 6.7 | 161.9872 | 0.24 | 12736.8568 | 0.20412 | 0 | 12736.8568 | 0 | 1.4731 | 0 | 0 | 0 | 0 | 7365.5325 | 5371.3243 | 0 | 3759.927 | 4808819.398 | 4808.8194 | 146090.7159 | 4764.5527
1 | 23 | 10 | 10 | 410.3434 | 0.24 | 32264.8077 | 0.16591 | 0 | 32264.8077 | 0 | 1.4334 | 0 | 0 | 0 | 0 | 7167.0498 | 25097.7578 | 0 | 17568.4305 | 4826387.8285 | 4826.3878 | 146624.4404 | 4781.9594
1 | 23 | 11 | 12.8 | 234.0356 | 0.24 | 18401.9357 | 0.17338 | 0 | 18401.9357 | 0 | 1.7487 | 0 | 0 | 0 | 0 | 8743.5042 | 9658.4315 | 0 | 6760.902 | 4833148.7305 | 4833.1487 | 146829.8349 | 4788.6581
1 | 23 | 12 | 16.1 | 277.8798 | 0.24 | 21849.3532 | 0.16405 | 0 | 21849.3532 | 0 | 1.9036 | 0 | 0 | 0 | 0 | 9518.0429 | 12331.3103 | 0 | 8631.9172 | 4841780.6477 | 4841.7806 | 147092.0703 | 4797.2106
1 | 23 | 13 | 17.8 | 549.107 | 0.24 | 43175.6274 | 0.16394 | 0 | 43175.6274 | 0 | 1.3894 | 0 | 0 | 0 | 0 | 6946.8938 | 36228.7337 | 0 | 25360.1136 | 4867140.7613 | 4867.1408 | 147862.5041 | 4822.3372
1 | 23 | 14 | 17.8 | 141.4879 | 0.24 | 11125.0274 | 0.15906 | 0 | 11125.0274 | 0 | 1.1236 | 0 | 0 | 0 | 0 | 5617.9724 | 5507.055 | 0 | 3854.9385 | 4870995.6998 | 4870.9957 | 147979.6162 | 4826.1567
1 | 23 | 15 | 18.3 | 520.0296 | 0.24 | 40889.3019 | 0.15389 | 0 | 40889.3019 | 0 | 1.2085 | 0 | 0 | 0 | 0 | 6042.3147 | 34846.9872 | 0 | 24392.891 | 4895388.5908 | 4895.3886 | 148720.6661 | 4850.325
1 | 23 | 16 | 18.3 | 321.6118 | 0.24 | 25287.9529 | 0.14927 | 0 | 25287.9529 | 0 | 1.114 | 0 | 0 | 0 | 0 | 5570.0628 | 19717.8902 | 0 | 13802.5231 | 4909191.1139 | 4909.1911 | 149139.9832 | 4864.0005
1 | 23 | 17 | 16.7 | 85.9639 | 0.24 | 6759.2346 | 0.12921 | 0 | 6759.2346 | 0 | 1.1542 | 0 | 0 | 0 | 0 | 5770.8269 | 988.4078 | 0 | 691.8854 | 4909882.9994 | 4909.883 | 149161.0025 | 4864.686
1 | 23 | 18 | 12.8 | 0 | 0.24 | 0 | 0.090302 | 0 | 0 | 0 | 1.432 | 0 | 0 | 0 | 0 | 7160.2056 | -7160.2056 | -10228.8652 | 0 | 4899654.1342 | 4899.6541 | 148850.2522 | 4854.5513
1 | 23 | 19 | 12.2 | 0 | 0.24 | 0 | 0.11356 | 0 | 0 | 0 | 1.8041 | 0 | 0 | 0 | 0 | 9020.6955 | -9020.6955 | -12886.7079 | 0 | 4886767.4263 | 4886.7674 | 148458.7573 | 4841.7832
1 | 23 | 20 | 11.1 | 0 | 0.24 | 0 | 0.1535 | 0 | 0 | 0 | 1.8619 | 0 | 0 | 0 | 0 | 9309.2939 | -9309.2939 | -13298.9913 | 0 | 4873468.435 | 4873.4684 | 148054.7373 | 4828.6067
1 | 23 | 21 | 10.6 | 0 | 0.24 | 0 | 0.17871 | 0 | 0 | 0 | 1.8178 | 0 | 0 | 0 | 0 | 9089.1378 | -9089.1378 | -12984.4826 | 0 | 4860483.9523 | 4860.484 | 147660.272 | 4815.7417
1 | 23 | 22 | 7.8 | 0 | 0.24 | 0 | 0.19396 | 0 | 0 | 0 | 1.7508 | 0 | 0 | 0 | 0 | 8753.7706 | -8753.7706 | -12505.3865 | 0 | 4847978.5658 | 4847.9786 | 147280.3615 | 4803.3514
1 | 23 | 23 | 7.2 | 0 | 0.24 | 0 | 0.20565 | 0 | 0 | 0 | 1.6086 | 0 | 0 | 0 | 0 | 8043.1113 | -8043.1113 | -11490.159 | 0 | 4836488.4068 | 4836.4884 | 146931.2934 | 4791.967
1 | 24 | 0 | 3.3 | 0 | 0.24 | 0 | 0.23204 | 0 | 0 | 0 | 1.2326 | 0 | 0 | 0 | 0 | 6163.2294 | -6163.2294 | -8804.6134 | 0 | 4827683.7934 | 4827.6838 | 146663.8114 | 4783.2435
1 | 24 | 1 | 3.9 | 0 | 0.24 | 0 | 0.24094 | 0 | 0 | 0 | 0.99378 | 0 | 0 | 0 | 0 | 4968.9112 | -4968.9112 | -7098.4446 | 0 | 4820585.3488 | 4820.5853 | 146448.1625 | 4776.2104
1 | 24 | 2 | 3.3 | 0 | 0.24 | 0 | 0.26299 | 0 | 0 | 0 | 0.92055 | 0 | 0 | 0 | 0 | 4602.7449 | -4602.7449 | -6575.3498 | 0 | 4814009.999 | 4814.01 | 146248.405 | 4769.6956
1 | 24 | 3 | 2.8 | 0 | 0.24 | 0 | 0.2879 | 0 | 0 | 0 | 0.88907 | 0 | 0 | 0 | 0 | 4445.3276 | -4445.3276 | -6350.468 | 0 | 4807659.531 | 4807.6595 | 146055.4794 | 4763.4035
1 | 24 | 4 | 2.2 | 0 | 0.24 | 0 | 0.30256 | 0 | 0 | 0 | 0.9064 | 0 | 0 | 0 | 0 | 4532.0212 | -4532.0212 | -6474.316 | 0 | 4801185.215 | 4801.1852 | 145858.7913 | 4756.9888
1 | 24 | 5 | 0.6 | 0 | 0.24 | 0 | 0.30674 | 0 | 0 | 0 | 0.91393 | 0 | 0 | 0 | 0 | 4569.6644 | -4569.6644 | -6528.0921 | 0 | 4794657.123 | 4794.6571 | 145660.4696 | 4750.5208
1 | 24 | 6 | 0 | 0 | 0.24 | 0 | 0.31615 | 0 | 0 | 0 | 0.91507 | 0 | 0 | 0 | 0 | 4575.368 | -4575.368 | -6536.2399 | 0 | 4788120.8831 | 4788.1209 | 145461.9002 | 4744.0448
1 | 24 | 7 | -0.6 | 3.2889 | 0.24 | 258.6014 | 0.32039 | 0 | 258.6014 | 0 | 0.93629 | 0 | 0 | 0 | 0 | 4681.4535 | -4422.8521 | -6318.3602 | 0 | 4781802.5228 | 4781.8025 | 145269.9501 | 4737.7846
1 | 24 | 8 | 5 | 47.6889 | 0.24 | 3749.7201 | 0.31103 | 0 | 3749.7201 | 0 | 1.0939 | 0 | 0 | 0 | 0 | 5469.6807 | -1719.9606 | -2457.0866 | 0 | 4779345.4363 | 4779.3454 | 145195.3044 | 4735.3501
1 | 24 | 9 | 9.4 | 66.6 | 0.24 | 5236.6781 | 0.26511 | 0 | 5236.6781 | 0 | 1.1745 | 0 | 0 | 0 | 0 | 5872.3496 | -635.6715 | -908.1022 | 0 | 4778437.3341 | 4778.4373 | 145167.7165 | 4734.4503
1 | 24 | 10 | 15.6 | 74 | 0.24 | 5818.5312 | 0.21582 | 0 | 5818.5312 | 0 | 1.1361 | 0 | 0 | 0 | 0 | 5680.7112 | 137.82 | 0 | 96.474 | 4778533.8081 | 4778.5338 | 145170.6473 | 4734.5459
1 | 24 | 11 | 18.9 | 129.9111 | 0.24 | 10214.7548 | 0.26577 | 0 | 10214.7548 | 0 | 1.427 | 0 | 0 | 0 | 0 | 7135.1101 | 3079.6447 | 0 | 2155.7513 | 4780689.5594 | 4780.6896 | 145236.1385 | 4736.6818
1 | 24 | 12 | 22.2 | 107.7111 | 0.24 | 8469.1954 | 0.28493 | 0 | 8469.1954 | 0 | 1.6362 | 0 | 0 | 0 | 0 | 8181.1366 | 288.0588 | 0 | 201.6411 | 4780891.2005 | 4780.8912 | 145242.2643 | 4736.8816
1 | 24 | 13 | 23.9 | 108.5333 | 0.24 | 8533.8458 | 0.29101 | 0 | 8533.8458 | 0 | 1.1971 | 0 | 0 | 0 | 0 | 5985.2794 | 2548.5664 | 0 | 1783.9964 | 4782675.197 | 4782.6752 | 145296.4617 | 4738.6492
1 | 24 | 14 | 25 | 106.8889 | 0.24 | 8404.5451 | 0.29555 | 0 | 8404.5451 | 0.8 | 0.26512 | 0 | 0 | 0 | 0 | 5325.5795 | 3078.9656 | 0 | 2155.2759 | 4784830.4729 | 4784.8305 | 145361.9384 | 4740.7846
1 | 24 | 15 | 25 | 99.4889 | 0.24 | 7822.6919 | 0.30866 | 0 | 7822.6919 | 0.8 | 0.40268 | 0 | 0 | 0 | 0 | 6013.4246 | 1809.2673 | 0 | 1266.4871 | 4786096.96 | 4786.097 | 145400.414 | 4742.0395
1 | 24 | 16 | 23.3 | 69.8889 | 0.24 | 5495.2795 | 0.32138 | 0 | 5495.2795 | 0 | 1.3561 | 0 | 0 | 0 | 0 | 6780.3508 | -1285.0714 | -1835.8162 | 0 | 4784261.1438 | 4784.2611 | 145344.6423 | 4740.2205
1 | 24 | 17 | 21.1 | 31.1637 | 0.24 | 2450.3677 | 0.34063 | 0 | 2450.3677 | 0 | 1.4015 | 0 | 0 | 0 | 0 | 7007.3511 | -4556.9834 | -6509.9764 | 0 | 4777751.1674 | 4777.7512 | 145146.8709 | 4733.7705
1 | 24 | 18 | 16.7 | 0 | 0.24 | 0 | 0.34273 | 0 | 0 | 0 | 1.847 | 0 | 0 | 0 | 0 | 9235.1481 | -9235.1481 | -13193.0687 | 0 | 4764558.0987 | 4764.5581 | 144746.0688 | 4720.6989
1 | 24 | 19 | 12.2 | 0 | 0.24 | 0 | 0.40351 | 0 | 0 | 0 | 1.9524 | 0 | 0 | 0 | 0 | 9762.1538 | -9762.1538 | -13945.934 | 0 | 4750612.1647 | 4750.6122 | 144322.3949 | 4706.8813
1 | 24 | 20 | 12.2 | 0 | 0.24 | 0 | 0.45661 | 0 | 0 | 0 | 1.8863 | 0 | 0 | 0 | 0 | 9431.3494 | -9431.3494 | -13473.3562 | 0 | 4737138.8085 | 4737.1388 | 143913.0777 | 4693.532
1 | 24 | 21 | 11.7 | 0 | 0.24 | 0 | 0.5127 | 0 | 0 | 0 | 1.9292 | 0 | 0 | 0 | 0 | 9645.8019 | -9645.8019 | -13779.717 | 0 | 4723359.0914 | 4723.3591 | 143494.4534 | 4679.8791
1 | 24 | 22 | 11.7 | 0 | 0.24 | 0 | 0.52763 | 0 | 0 | 0 | 1.8427 | 0 | 0 | 0 | 0 | 9213.4747 | -9213.4747 | -13162.1067 | 0 | 4710196.9847 | 4710.197 | 143094.5919 | 4666.8382
1 | 24 | 23 | 12.2 | 0 | 0.24 | 0 | 0.51625 | 0 | 0 | 0 | 1.4261 | 0 | 0 | 0 | 0 | 7130.5473 | -7130.5473 | -10186.4961 | 0 | 4700010.4886 | 4700.0105 | 142785.1288 | 4656.7454
1 | 25 | 0 | 10.6 | 0 | 0.24 | 0 | 0.5171 | 0 | 0 | 0 | 1.08 | 0 | 0 | 0 | 0 | 5400.0977 | -5400.0977 | -7714.4253 | 0 | 4692296.0633 | 4692.2961 | 142550.7665 | 4649.102
1 | 25 | 1 | 8.9 | 0 | 0.24 | 0 | 0.51634 | 0 | 0 | 0 | 0.88245 | 0 | 0 | 0 | 0 | 4412.2471 | -4412.2471 | -6303.2102 | 0 | 4685992.8531 | 4685.9929 | 142359.2766 | 4642.8568
1 | 25 | 2 | 8.3 | 0 | 0.24 | 0 | 0.49105 | 0 | 0 | 0 | 0.76085 | 0 | 0 | 0 | 0 | 3804.2513 | -3804.2513 | -5434.6448 | 0 | 4680558.2083 | 4680.5582 | 142194.1734 | 4637.4722
1 | 25 | 3 | 6.7 | 0 | 0.24 | 0 | 0.44048 | 0 | 0 | 0 | 0.74009 | 0 | 0 | 0 | 0 | 3700.4472 | -3700.4472 | -5286.3531 | 0 | 4675271.8552 | 4675.2719 | 142033.5753 | 4632.2345
1 | 25 | 4 | 6.7 | 0 | 0.24 | 0 | 0.4018 | 0 | 0 | 0 | 0.79256 | 0 | 0 | 0 | 0 | 3962.8093 | -3962.8093 | -5661.1562 | 0 | 4669610.699 | 4669.6107 | 141861.5909 | 4626.6255
1 | 25 | 5 | 7.8 | 0 | 0.24 | 0 | 0.3921 | 0 | 0 | 0 | 0.80876 | 0 | 0 | 0 | 0 | 4043.7994 | -4043.7994 | -5776.8563 | 0 | 4663833.8427 | 4663.8338 | 141686.0914 | 4620.9018
1 | 25 | 6 | 7.8 | 0 | 0.24 | 0 | 0.38799 | 0 | 0 | 0 | 0.85827 | 0 | 0 | 0 | 0 | 4291.3324 | -4291.3324 | -6130.4749 | 0 | 4657703.3678 | 4657.7034 | 141499.8491 | 4614.8278
1 | 25 | 7 | 7.8 | 2.4667 | 0.24 | 193.951 | 0.40093 | 0 | 193.951 | 0 | 0.9096 | 0 | 0 | 0 | 0 | 4547.991 | -4354.04 | -6220.0571 | 0 | 4651483.3107 | 4651.4833 | 141310.8854 | 4608.665
1 | 25 | 8 | 8.9 | 36.1778 | 0.24 | 2844.6153 | 0.40529 | 0 | 2844.6153 | 0 | 0.96116 | 0 | 0 | 0 | 0 | 4805.7904 | -1961.1751 | -2801.6788 | 0 | 4648681.6319 | 4648.6816 | 141225.7711 | 4605.8891
1 | 25 | 9 | 12.2 | 219.278 | 0.24 | 17241.5656 | 0.34345 | 0 | 17241.5656 | 0 | 0.9372 | 0 | 0 | 0 | 0 | 4686.0164 | 12555.5493 | 0 | 8788.8845 | 4657470.5165 | 4657.4705 | 141492.7752 | 4614.5971
1 | 25 | 10 | 15 | 352.3492 | 0.24 | 27704.7915 | 0.34054 | 0 | 27704.7915 | 0 | 1.0113 | 0 | 0 | 0 | 0 | 5056.7455 | 22648.046 | 0 | 15853.6322 | 4673324.1486 | 4673.3241 | 141974.4045 | 4630.3048
1 | 25 | 11 | 16.7 | 795.2322 | 0.24 | 62528.1518 | 0.37394 | 0 | 62528.1518 | 0 | 1.2233 | 0 | 0 | 0 | 0 | 6116.4605 | 56411.6913 | 0 | 39488.1839 | 4712812.3325 | 4712.8123 | 143174.0455 | 4669.4294
1 | 25 | 12 | 18.3 | 916.5387 | 0.24 | 72066.3364 | 0.38181 | 0 | 72066.3364 | 0 | 1.5315 | 0 | 0 | 0 | 0 | 7657.553 | 64408.7834 | 0 | 45086.1484 | 4757898.4809 | 4757.8985 | 144543.7513 | 4714.1006
1 | 25 | 13 | 18.9 | 889.0552 | 0.24 | 69905.3469 | 0.38424 | 0 | 69905.3469 | 0 | 1.2039 | 0 | 0 | 0 | 0 | 6019.5006 | 63885.8464 | 0 | 44720.0924 | 4802618.5733 | 4802.6186 | 145902.3364 | 4758.409
1 | 25 | 14 | 18.9 | 719.3111 | 0.24 | 56558.5708 | 0.38448 | 0 | 56558.5708 | 0 | 0.84868 | 0 | 0 | 0 | 0 | 4243.4228 | 52315.148 | 0 | 36620.6036 | 4839239.177 | 4839.2392 | 147014.8611 | 4794.6925
1 | 25 | 15 | 18.3 | 630.3524 | 0.24 | 49563.8504 | 0.38256 | 0 | 49563.8504 | 0 | 0.88291 | 0 | 0 | 0 | 0 | 4414.5285 | 45149.3219 | 0 | 31604.5253 | 4870843.7023 | 4870.8437 | 147974.9986 | 4826.0061
1 | 25 | 16 | 17.8 | 398.8942 | 0.24 | 31364.5718 | 0.38328 | 0 | 31364.5718 | 0 | 1.0942 | 0 | 0 | 0 | 0 | 5470.8214 | 25893.7504 | 0 | 18125.6252 | 4888969.3275 | 4888.9693 | 148525.6505 | 4843.9649
1 | 25 | 17 | 16.7 | 109.3984 | 0.24 | 8601.8672 | 0.35347 | 0 | 8601.8672 | 0 | 1.4818 | 0 | 0 | 0 | 0 | 7408.8793 | 1192.9879 | 0 | 835.0915 | 4889804.4191 | 4889.8044 | 148551.0203 | 4844.7923
1 | 25 | 18 | 16.1 | 0 | 0.24 | 0 | 0.34793 | 0 | 0 | 0 | 1.6752 | 0 | 0 | 0 | 0 | 8376.1972 | -8376.1972 | -11965.996 | 0 | 4877838.4231 | 4877.8384 | 148187.4964 | 4832.9364
1 | 25 | 19 | 14.4 | 0 | 0.24 | 0 | 0.39403 | 0 | 0 | 0 | 1.6246 | 0 | 0 | 0 | 0 | 8122.9607 | -8122.9607 | -11604.2295 | 0 | 4866234.1935 | 4866.2342 | 147834.9628 | 4821.439
1 | 25 | 20 | 13.9 | 0 | 0.24 | 0 | 0.42082 | 0 | 0 | 0 | 1.8019 | 0 | 0 | 0 | 0 | 9009.2885 | -9009.2885 | -12870.4121 | 0 | 4853363.7814 | 4853.3638 | 147443.963 | 4808.6871
1 | 25 | 21 | 11.1 | 0 | 0.24 | 0 | 0.43882 | 0 | 0 | 0 | 1.8489 | 0 | 0 | 0 | 0 | 9244.2737 | -9244.2737 | -13206.1053 | 0 | 4840157.6761 | 4840.1577 | 147042.7648 | 4795.6025
1 | 25 | 22 | 11.1 | 0 | 0.24 | 0 | 0.44526 | 0 | 0 | 0 | 1.7724 | 0 | 0 | 0 | 0 | 8862.1375 | -8862.1375 | -12660.1965 | 0 | 4827497.4796 | 4827.4975 | 146658.1513 | 4783.0589
1 | 25 | 23 | 9.4 | 0 | 0.24 | 0 | 0.43451 | 0 | 0 | 0 | 1.4044 | 0 | 0 | 0 | 0 | 7022.1803 | -7022.1803 | -10031.6861 | 0 | 4817465.7934 | 4817.4658 | 146353.3912 | 4773.1195
1 | 26 | 0 | 10.6 | 0 | 0.24 | 0 | 0.42842 | 0 | 0 | 0 | 0.9315 | 0 | 0 | 0 | 0 | 4657.4987 | -4657.4987 | -6653.5696 | 0 | 4810812.2238 | 4810.8122 | 146151.2574 | 4766.5272
1 | 26 | 1 | 9.4 | 0 | 0.24 | 0 | 0.40999 | 0 | 0 | 0 | 0.8658 | 0 | 0 | 0 | 0 | 4328.9757 | -4328.9757 | -6184.251 | 0 | 4804627.9729 | 4804.628 | 145963.3815 | 4760.3999
1 | 26 | 2 | 5.6 | 0 | 0.24 | 0 | 0.40203 | 0 | 0 | 0 | 0.89773 | 0 | 0 | 0 | 0 | 4488.6744 | -4488.6744 | -6412.392 | 0 | 4798215.5809 | 4798.2156 | 145768.5746 | 4754.0465
1 | 26 | 3 | 6.1 | 0 | 0.24 | 0 | 0.39106 | 0 | 0 | 0 | 0.96025 | 0 | 0 | 0 | 0 | 4801.2276 | -4801.2276 | -6858.8965 | 0 | 4791356.6844 | 4791.3567 | 145560.2031 | 4747.2508
1 | 26 | 4 | 6.7 | 0 | 0.24 | 0 | 0.38747 | 0 | 0 | 0 | 0.9445 | 0 | 0 | 0 | 0 | 4722.5189 | -4722.5189 | -6746.4556 | 0 | 4784610.2288 | 4784.6102 | 145355.2475 | 4740.5664
1 | 26 | 5 | 6.1 | 0 | 0.24 | 0 | 0.3923 | 0 | 0 | 0 | 0.93173 | 0 | 0 | 0 | 0 | 4658.6394 | -4658.6394 | -6655.1992 | 0 | 4777955.0296 | 4777.955 | 145153.0642 | 4733.9725
1 | 26 | 6 | 5.6 | 0 | 0.24 | 0 | 0.39059 | 0 | 0 | 0 | 1.0732 | 0 | 0 | 0 | 0 | 5365.8766 | -5365.8766 | -7665.5379 | 0 | 4770289.4917 | 4770.2895 | 144920.1871 | 4726.3775
1 | 26 | 7 | 5 | 1.6444 | 0.24 | 129.3007 | 0.39319 | 0 | 129.3007 | 0 | 1.0611 | 0 | 0 | 0 | 0 | 5305.4192 | -5176.1185 | -7394.455 | 0 | 4762895.0367 | 4762.895 | 144695.5454 | 4719.0511
1 | 26 | 8 | 6.7 | 22.2 | 0.24 | 1745.5594 | 0.38356 | 0 | 1745.5594 | 0 | 1.0631 | 0 | 0 | 0 | 0 | 5315.6855 | -3570.1262 | -5100.1803 | 0 | 4757794.8564 | 4757.7949 | 144540.6032 | 4713.9979
1 | 26 | 9 | 9.4 | 50.1556 | 0.24 | 3943.6711 | 0.38359 | 0 | 3943.6711 | 0 | 1.1695 | 0 | 0 | 0 | 0 | 5847.2541 | -1903.5829 | -2719.4042 | 0 | 4755075.4522 | 4755.0755 | 144457.9884 | 4711.3035
1 | 26 | 10 | 12.2 | 71.5333 | 0.24 | 5624.5802 | 0.37348 | 0 | 5624.5802 | 0 | 1.1555 | 0 | 0 | 0 | 0 | 5777.6711 | -153.0909 | -218.7013 | 0 | 4754856.7509 | 4754.8568 | 144451.3443 | 4711.0868
1 | 26 | 11 | 12.2 | 89.6222 | 0.24 | 7046.8878 | 0.39851 | 0 | 7046.8878 | 0 | 1.3257 | 0 | 0 | 0 | 0 | 6628.6371 | 418.2507 | 0 | 292.7755 | 4755149.5264 | 4755.1495 | 144460.2388 | 4711.3769
1 | 26 | 12 | 11.7 | 92.9111 | 0.24 | 7305.4892 | 0.43859 | 0 | 7305.4892 | 0 | 1.6718 | 0 | 0 | 0 | 0 | 8359.0866 | -1053.5974 | -1505.1392 | 0 | 4753644.3872 | 4753.6444 | 144414.513 | 4709.8856
1 | 26 | 13 | 12.8 | 87.9778 | 0.24 | 6917.5871 | 0.42661 | 0 | 6917.5871 | 0 | 1.3862 | 0 | 0 | 0 | 0 | 6930.9239 | -13.3368 | -19.0526 | 0 | 4753625.3346 | 4753.6253 | 144413.9342 | 4709.8667
1 | 26 | 14 | 13.9 | 74.8222 | 0.24 | 5883.1815 | 0.40142 | 0 | 5883.1815 | 0 | 1.0613 | 0 | 0 | 0 | 0 | 5306.5599 | 576.6216 | 0 | 403.6352 | 4754028.9698 | 4754.029 | 144426.1966 | 4710.2667
1 | 26 | 15 | 13.9 | 101.1333 | 0.24 | 7951.9926 | 0.36647 | 0 | 7951.9926 | 0 | 1.0777 | 0 | 0 | 0 | 0 | 5388.6907 | 2563.302 | 0 | 1794.3114 | 4755823.2812 | 4755.8233 | 144480.7073 | 4712.0445
1 | 26 | 16 | 13.9 | 62.4889 | 0.24 | 4913.4263 | 0.33538 | 0 | 4913.4263 | 0 | 0.97348 | 0 | 0 | 0 | 0 | 4867.3885 | 46.0379 | 0 | 32.2265 | 4755855.5077 | 4755.8555 | 144481.6863 | 4712.0764
1 | 26 | 17 | 11.7 | 30.6524 | 0.24 | 2410.1586 | 0.30933 | 0 | 2410.1586 | 0 | 1.3004 | 0 | 0 | 0 | 0 | 6502.0188 | -4091.8602 | -5845.5145 | 0 | 4750009.9932 | 4750.01 | 144304.1011 | 4706.2847
1 | 26 | 18 | 10.6 | 0 | 0.24 | 0 | 0.26116 | 0 | 0 | 0 | 1.9267 | 0 | 0 | 0 | 0 | 9633.2542 | -9633.2542 | -13761.7917 | 0 | 4736248.2015 | 4736.2482 | 143886.0213 | 4692.6496
1 | 26 | 19 | 9.4 | 0 | 0.24 | 0 | 0.26677 | 0 | 0 | 0 | 1.845 | 0 | 0 | 0 | 0 | 9224.8817 | -9224.8817 | -13178.4025 | 0 | 4723069.799 | 4723.0698 | 143485.6648 | 4679.5925
1 | 26 | 20 | 7.8 | 0 | 0.24 | 0 | 0.31867 | 0 | 0 | 0 | 1.6999 | 0 | 0 | 0 | 0 | 8499.3933 | -8499.3933 | -12141.9905 | 0 | 4710927.8085 | 4710.9278 | 143116.7942 | 4667.5623
1 | 26 | 21 | 7.2 | 0 | 0.24 | 0 | 0.35141 | 0 | 0 | 0 | 1.7715 | 0 | 0 | 0 | 0 | 8857.5747 | -8857.5747 | -12653.6782 | 0 | 4698274.1303 | 4698.2741 | 142732.3786 | 4655.0251
1 | 26 | 22 | 6.1 | 0 | 0.24 | 0 | 0.35246 | 0 | 0 | 0 | 1.8651 | 0 | 0 | 0 | 0 | 9325.2638 | -9325.2638 | -13321.8054 | 0 | 4684952.3249 | 4684.9523 | 142327.6656 | 4641.8259
1 | 26 | 23 | 5.6 | 0 | 0.24 | 0 | 0.33516 | 0 | 0 | 0 | 1.5251 | 0 | 0 | 0 | 0 | 7625.6133 | -7625.6133 | -10893.7332 | 0 | 4674058.5917 | 4674.0586 | 141996.7167 | 4631.0324
1 | 27 | 0 | 4.4 | 0 | 0.24 | 0 | 0.31662 | 0 | 0 | 0 | 0.98968 | 0 | 0 | 0 | 0 | 4948.3785 | -4948.3785 | -7069.1122 | 0 | 4666989.4795 | 4666.9895 | 141781.9589 | 4624.0284
1 | 27 | 1 | 2.2 | 0 | 0.24 | 0 | 0.29499 | 0 | 0 | 0 | 0.90663 | 0 | 0 | 0 | 0 | 4533.1619 | -4533.1619 | -6475.9455 | 0 | 4660513.534 | 4660.5135 | 141585.2213 | 4617.6121
1 | 27 | 2 | 1.7 | 0 | 0.24 | 0 | 0.28155 | 0 | 0 | 0 | 0.9331 | 0 | 0 | 0 | 0 | 4665.4837 | -4665.4837 | -6664.9767 | 0 | 4653848.5573 | 4653.8486 | 141382.741 | 4611.0084
1 | 27 | 3 | 1.7 | 0 | 0.24 | 0 | 0.28106 | 0 | 0 | 0 | 0.86808 | 0 | 0 | 0 | 0 | 4340.3827 | -4340.3827 | -6200.5467 | 0 | 4647648.0106 | 4647.648 | 141194.3699 | 4604.865
1 | 27 | 4 | 2.2 | 0 | 0.24 | 0 | 0.31938 | 0 | 0 | 0 | 0.88724 | 0 | 0 | 0 | 0 | 4436.2019 | -4436.2019 | -6337.4313 | 0 | 4641310.5792 | 4641.3106 | 141001.8404 | 4598.5859
1 | 27 | 5 | 2.2 | 0 | 0.24 | 0 | 0.33506 | 0 | 0 | 0 | 0.93583 | 0 | 0 | 0 | 0 | 4679.1721 | -4679.1721 | -6684.5316 | 0 | 4634626.0476 | 4634.626 | 140798.766 | 4591.9629
1 | 27 | 6 | 0.6 | 0 | 0.24 | 0 | 0.34178 | 0 | 0 | 0 | 1.1786 | 0 | 0 | 0 | 0 | 5892.8823 | -5892.8823 | -8418.4033 | 0 | 4626207.6444 | 4626.2076 | 140543.017 | 4583.622
1 | 27 | 7 | 0 | 1.6444 | 0.24 | 129.3007 | 0.34125 | 0 | 129.3007 | 0 | 1.3072 | 0 | 0 | 0 | 0 | 6536.2399 | -6406.9393 | -9152.7704 | 0 | 4617054.874 | 4617.0549 | 140264.9582 | 4574.5535
1 | 27 | 8 | 2.2 | 22.2 | 0.24 | 1745.5594 | 0.34151 | 0 | 1745.5594 | 0 | 1.1882 | 0 | 0 | 0 | 0 | 5940.7919 | -4195.2325 | -5993.1894 | 0 | 4611061.6847 | 4611.0617 | 140082.8866 | 4568.6154
1 | 27 | 9 | 5.6 | 50.9778 | 0.24 | 4008.3215 | 0.29777 | 0 | 4008.3215 | 0 | 1.0878 | 0 | 0 | 0 | 0 | 5438.8817 | -1430.5602 | -2043.6574 | 0 | 4609018.0272 | 4609.018 | 140020.8008 | 4566.5906
1 | 27 | 10 | 7.8 | 72.3556 | 0.24 | 5689.2305 | 0.23237 | 0 | 5689.2305 | 0 | 1.1371 | 0 | 0 | 0 | 0 | 5685.274 | 3.9565 | 0 | 2.7696 | 4609020.7968 | 4609.0208 | 140020.885 | 4566.5933
1 | 27 | 11 | 11.1 | 90.4444 | 0.24 | 7111.5381 | 0.26006 | 0 | 7111.5381 | 0 | 1.3793 | 0 | 0 | 0 | 0 | 6896.7027 | 214.8354 | 0 | 150.3848 | 4609171.1816 | 4609.1712 | 140025.4536 | 4566.7423
1 | 27 | 12 | 12.8 | 106.0667 | 0.24 | 8339.8947 | 0.26352 | 0 | 8339.8947 | 0 | 1.6933 | 0 | 0 | 0 | 0 | 8466.3129 | -126.4182 | -180.5974 | 0 | 4608990.5842 | 4608.9906 | 140019.9671 | 4566.5634
1 | 27 | 13 | 15 | 88.8 | 0.24 | 6982.2374 | 0.22249 | 0 | 6982.2374 | 0 | 1.4174 | 0 | 0 | 0 | 0 | 7087.2005 | -104.963 | -149.9472 | 0 | 4608840.637 | 4608.8406 | 140015.4118 | 4566.4148
1 | 27 | 14 | 16.1 | 75.6444 | 0.24 | 5947.8319 | 0.20855 | 0 | 5947.8319 | 0 | 1.0789 | 0 | 0 | 0 | 0 | 5394.3942 | 553.4377 | 0 | 387.4064 | 4609228.0434 | 4609.228 | 140027.1811 | 4566.7987
1 | 27 | 15 | 16.7 | 56.7333 | 0.24 | 4460.8739 | 0.21508 | 0 | 4460.8739 | 0 | 1.3145 | 0 | 0 | 0 | 0 | 6572.7425 | -2111.8686 | -3016.9551 | 0 | 4606211.0883 | 4606.2111 | 139935.5267 | 4563.8095
1 | 27 | 16 | 16.1 | 34.5333 | 0.24 | 2715.3146 | 0.2149 | 0 | 2715.3146 | 0 | 1.5254 | 0 | 0 | 0 | 0 | 7626.754 | -4911.4394 | -7016.342 | 0 | 4599194.7462 | 4599.1947 | 139722.372 | 4556.8577
1 | 27 | 17 | 12.2 | 13.1556 | 0.24 | 1034.4055 | 0.21498 | 0 | 1034.4055 | 0 | 1.6244 | 0 | 0 | 0 | 0 | 8121.82 | -7087.4144 | -10124.8777 | 0 | 4589069.8685 | 4589.0699 | 139414.7808 | 4546.8261
1 | 27 | 18 | 10 | 0 | 0.24 | 0 | 0.21505 | 0 | 0 | 0 | 1.8187 | 0 | 0 | 0 | 0 | 9093.7007 | -9093.7007 | -12991.001 | 0 | 4576078.8675 | 4576.0789 | 139020.1175 | 4533.9547
1 | 27 | 19 | 11.7 | 0 | 0.24 | 0 | 0.28849 | 0 | 0 | 0 | 2.1288 | 0 | 0 | 0 | 0 | 10643.9188 | -10643.9188 | -15205.5983 | 0 | 4560873.2692 | 4560.8733 | 138558.1753 | 4518.889
1 | 27 | 20 | 8.3 | 0 | 0.24 | 0 | 0.33751 | 0 | 0 | 0 | 2.1073 | 0 | 0 | 0 | 0 | 10536.6926 | -10536.6926 | -15052.4179 | 0 | 4545820.8513 | 4545.8209 | 138100.8866 | 4503.9752
1 | 27 | 21 | 5.6 | 0 | 0.24 | 0 | 0.38063 | 0 | 0 | 0 | 2.1317 | 0 | 0 | 0 | 0 | 10658.748 | -10658.748 | -15226.7829 | 0 | 4530594.0684 | 4530.5941 | 137638.3008 | 4488.8886
1 | 27 | 22 | 5 | 0 | 0.24 | 0 | 0.42875 | 0 | 0 | 0 | 2.0232 | 0 | 0 | 0 | 0 | 10115.7724 | -10115.7724 | -14451.1034 | 0 | 4516142.965 | 4516.143 | 137199.2799 | 4474.5705
1 | 27 | 23 | 5 | 0 | 0.24 | 0 | 0.48269 | 0 | 0 | 0 | 1.6253 | 0 | 0 | 0 | 0 | 8126.3828 | -8126.3828 | -11609.1183 | 0 | 4504533.8467 | 4504.5338 | 136846.5979 | 4463.0682
1 | 28 | 0 | 3.9 | 0 | 0.24 | 0 | 0.49031 | 0 | 0 | 0 | 1.2356 | 0 | 0 | 0 | 0 | 6178.0586 | -6178.0586 | -8825.7979 | 0 | 4495708.0488 | 4495.708 | 136578.4724 | 4454.3237
1 | 28 | 1 | 3.9 | 0 | 0.24 | 0 | 0.47304 | 0 | 0 | 0 | 1.0768 | 0 | 0 | 0 | 0 | 5384.1278 | -5384.1278 | -7691.6112 | 0 | 4488016.4376 | 4488.0164 | 136344.8032 | 4446.7029
1 | 28 | 2 | 3.3 | 0 | 0.24 | 0 | 0.47073 | 0 | 0 | 0 | 1.0796 | 0 | 0 | 0 | 0 | 5397.8163 | -5397.8163 | -7711.1661 | 0 | 4480305.2714 | 4480.3053 | 136110.5399 | 4439.0627
1 | 28 | 3 | 1.1 | 0 | 0.24 | 0 | 0.47965 | 0 | 0 | 0 | 1.015 | 0 | 0 | 0 | 0 | 5074.9968 | -5074.9968 | -7249.9954 | 0 | 4473055.2761 | 4473.0553 | 135890.2869 | 4431.8794
1 | 28 | 4 | 2.2 | 0 | 0.24 | 0 | 0.48711 | 0 | 0 | 0 | 1.0136 | 0 | 0 | 0 | 0 | 5068.1525 | -5068.1525 | -7240.2179 | 0 | 4465815.0581 | 4465.8151 | 135670.3309 | 4424.7059
1 | 28 | 5 | 1.1 | 0 | 0.24 | 0 | 0.4813 | 0 | 0 | 0 | 1.0006 | 0 | 0 | 0 | 0 | 5003.1324 | -5003.1324 | -7147.3319 | 0 | 4458667.7262 | 4458.6677 | 135453.1967 | 4417.6243
1 | 28 | 6 | 0.6 | 0 | 0.24 | 0 | 0.45305 | 0 | 0 | 0 | 1.093 | 0 | 0 | 0 | 0 | 5465.1179 | -5465.1179 | -7807.3113 | 0 | 4450860.4149 | 4450.8604 | 135216.0126 | 4409.8889
1 | 28 | 7 | 1.7 | 46.1443 | 0.24 | 3628.2672 | 0.40627 | 0 | 3628.2672 | 0 | 1.0684 | 0 | 0 | 0 | 0 | 5341.9218 | -1713.6545 | -2448.0779 | 0 | 4448412.337 | 4448.4123 | 135141.6406 | 4407.4633
1 | 28 | 8 | 5.6 | 315.6415 | 0.24 | 24818.5102 | 0.40303 | 0 | 24818.5102 | 0 | 1.036 | 0 | 0 | 0 | 0 | 5179.9416 | 19638.5686 | 0 | 13746.998 | 4462159.335 | 4462.1593 | 135559.2709 | 4421.0838
1 | 28 | 9 | 10.6 | 576.4626 | 0.24 | 45326.5622 | 0.41035 | 0 | 45326.5622 | 0 | 1.0848 | 0 | 0 | 0 | 0 | 5424.0525 | 39902.5097 | 0 | 27931.7568 | 4490091.0918 | 4490.0911 | 136407.8306 | 4448.7584
1 | 28 | 10 | 13.3 | 777.8896 | 0.24 | 61164.5258 | 0.39415 | 0 | 61164.5258 | 0 | 1.1418 | 0 | 0 | 0 | 0 | 5709.2288 | 55455.2971 | 0 | 38818.7079 | 4528909.7997 | 4528.9098 | 137587.1332 | 4487.2198
1 | 28 | 11 | 16.1 | 911.6567 | 0.24 | 71682.4712 | 0.42937 | 0 | 71682.4712 | 0 | 1.3182 | 0 | 0 | 0 | 0 | 6590.9938 | 65091.4774 | 0 | 45564.0342 | 4574473.8339 | 4574.4738 | 138971.357 | 4532.3644
1 | 28 | 12 | 18.3 | 967.2985 | 0.24 | 76057.5227 | 0.42673 | 0 | 76057.5227 | 0 | 1.5632 | 0 | 0 | 0 | 0 | 7816.111 | 68241.4117 | 0 | 47768.9882 | 4622242.8221 | 4622.2428 | 140422.5667 | 4579.6937
1 | 28 | 13 | 20 | 942.0023 | 0.24 | 74068.5121 | 0.40623 | 0 | 74068.5121 | 0 | 1.2637 | 0 | 0 | 0 | 0 | 6318.3653 | 67750.1468 | 0 | 47425.1028 | 4669667.9248 | 4669.6679 | 141863.3294 | 4626.6822
1 | 28 | 14 | 20 | 836.177 | 0.24 | 65747.5934 | 0.39677 | 0 | 65747.5934 | 0 | 1.099 | 0 | 0 | 0 | 0 | 5494.7762 | 60252.8172 | 0 | 42176.972 | 4711844.8968 | 4711.8449 | 143144.6551 | 4668.4709
1 | 28 | 15 | 21.1 | 657.6253 | 0.24 | 51708.2848 | 0.38974 | 0 | 51708.2848 | 0 | 1.2723 | 0 | 0 | 0 | 0 | 6361.7121 | 45346.5727 | 0 | 31742.6009 | 4743587.4977 | 4743.5875 | 144108.9873 | 4699.9213
1 | 28 | 16 | 20 | 419.682 | 0.24 | 32999.0955 | 0.38498 | 0 | 32999.0955 | 0 | 1.3438 | 0 | 0 | 0 | 0 | 6718.7528 | 26280.3428 | 0 | 18396.2399 | 4761983.7377 | 4761.9837 | 144667.8604 | 4718.1482
1 | 28 | 17 | 18.3 | 123.1455 | 0.24 | 9682.7799 | 0.38586 | 0 | 9682.7799 | 0 | 1.6029 | 0 | 0 | 0 | 0 | 8014.5937 | 1668.1862 | 0 | 1167.7303 | 4763151.468 | 4763.1515 | 144703.3357 | 4719.3052
1 | 28 | 18 | 17.2 | 0 | 0.24 | 0 | 0.37232 | 0 | 0 | 0 | 1.9047 | 0 | 0 | 0 | 0 | 9523.7465 | -9523.7465 | -13605.3521 | 0 | 4749546.1159 | 4749.5461 | 144290.0086 | 4705.8251
1 | 28 | 19 | 16.1 | 0 | 0.24 | 0 | 0.3677 | 0 | 0 | 0 | 2.2184 | 0 | 0 | 0 | 0 | 11092.2159 | -11092.2159 | -15846.0227 | 0 | 4733700.0931 | 4733.7001 | 143808.6104 | 4690.1249
1 | 28 | 20 | 16.1 | 0 | 0.24 | 0 | 0.39503 | 0 | 0 | 0 | 2.0788 | 0 | 0 | 0 | 0 | 10394.1044 | -10394.1044 | -14848.7206 | 0 | 4718851.3725 | 4718.8514 | 143357.5101 | 4675.4129
1 | 28 | 21 | 15 | 0 | 0.24 | 0 | 0.39513 | 0 | 0 | 0 | 2.0124 | 0 | 0 | 0 | 0 | 10062.1593 | -10062.1593 | -14374.5132 | 0 | 4704476.8593 | 4704.4769 | 142920.816 | 4661.1707
1 | 28 | 22 | 14.4 | 0 | 0.24 | 0 | 0.35318 | 0 | 0 | 0 | 1.918 | 0 | 0 | 0 | 0 | 9589.9074 | -9589.9074 | -13699.8677 | 0 | 4690776.9916 | 4690.777 | 142504.6175 | 4647.5969
1 | 28 | 23 | 14.4 | 0 | 0.24 | 0 | 0.33225 | 0 | 0 | 0 | 1.4307 | 0 | 0 | 0 | 0 | 7153.3614 | -7153.3614 | -10219.0877 | 0 | 4680557.904 | 4680.5579 | 142194.1642 | 4637.4719
1 | 29 | 0 | 14.4 | 0 | 0.24 | 0 | 0.34062 | 0 | 0 | 0 | 1.213 | 0 | 0 | 0 | 0 | 6065.1288 | -6065.1288 | -8664.4697 | 0 | 4671893.4343 | 4671.8934 | 141930.9398 | 4628.8872
1 | 29 | 1 | 14.4 | 0 | 0.24 | 0 | 0.34886 | 0 | 0 | 0 | 1.2247 | 0 | 0 | 0 | 0 | 6123.3047 | -6123.3047 | -8747.5782 | 0 | 4663145.8561 | 4663.1459 | 141665.1906 | 4620.2202
1 | 29 | 2 | 14.4 | 0 | 0.24 | 0 | 0.28628 | 0 | 0 | 0 | 1.1975 | 0 | 0 | 0 | 0 | 5987.5608 | -5987.5608 | -8553.6583 | 0 | 4654592.1978 | 4654.5922 | 141405.3326 | 4611.7452
1 | 29 | 3 | 14.4 | 0 | 0.24 | 0 | 0.25693 | 0 | 0 | 0 | 1.1998 | 0 | 0 | 0 | 0 | 5998.9679 | -5998.9679 | -8569.9541 | 0 | 4646022.2437 | 4646.0222 | 141144.9796 | 4603.2542
1 | 29 | 4 | 13.9 | 0 | 0.24 | 0 | 0.28193 | 0 | 0 | 0 | 1.2094 | 0 | 0 | 0 | 0 | 6046.8775 | -6046.8775 | -8638.3964 | 0 | 4637383.8473 | 4637.3838 | 140882.5473 | 4594.6953
1 | 29 | 5 | 13.3 | 0 | 0.24 | 0 | 0.2749 | 0 | 0 | 0 | 1.2525 | 0 | 0 | 0 | 0 | 6262.4707 | -6262.4707 | -8946.3868 | 0 | 4628437.4606 | 4628.4375 | 140610.7583 | 4585.8313
1 | 29 | 6 | 12.8 | 0 | 0.24 | 0 | 0.27541 | 0 | 0 | 0 | 1.2196 | 0 | 0 | 0 | 0 | 6098.2092 | -6098.2092 | -8711.7274 | 0 | 4619725.7331 | 4619.7257 | 140346.0982 | 4577.1997
1 | 29 | 7 | 13.3 | 17.3037 | 0.24 | 1360.5679 | 0.27214 | 0 | 1360.5679 | 0 | 1.0964 | 0 | 0 | 0 | 0 | 5482.2285 | -4121.6605 | -5888.0865 | 0 | 4613837.6467 | 4613.8376 | 140167.2196 | 4571.3658
1 | 29 | 8 | 15 | 144.0001 | 0.24 | 11322.5566 | 0.28031 | 0 | 11322.5566 | 0 | 1.1441 | 0 | 0 | 0 | 0 | 5720.6358 | 5601.9207 | 0 | 3921.3445 | 4617758.9912 | 4617.759 | 140286.3491 | 4575.2511
1 | 29 | 9 | 16.7 | 199.9629 | 0.24 | 15722.8405 | 0.22725 | 0 | 15722.8405 | 0 | 1.1658 | 0 | 0 | 0 | 0 | 5829.0028 | 9893.8377 | 0 | 6925.6864 | 4624684.6775 | 4624.6847 | 140496.7497 | 4582.113
1 | 29 | 10 | 18.3 | 650.3353 | 0.24 | 51135.0859 | 0.18366 | 0 | 51135.0859 | 0 | 1.2548 | 0 | 0 | 0 | 0 | 6273.8778 | 44861.2082 | 0 | 31402.8457 | 4656087.5232 | 4656.0875 | 141450.7602 | 4613.2268
1 | 29 | 11 | 20.6 | 823.7857 | 0.24 | 64773.2817 | 0.17359 | 0 | 64773.2817 | 0 | 1.3702 | 0 | 0 | 0 | 0 | 6851.0745 | 57922.2071 | 0 | 40545.545 | 4696633.0682 | 4696.6331 | 142682.5236 | 4653.3991
1 | 29 | 12 | 21.7 | 944.8447 | 0.24 | 74292.0063 | 0.17005 | 0 | 74292.0063 | 0 | 1.503 | 0 | 0 | 0 | 0 | 7514.9649 | 66777.0414 | 0 | 46743.929 | 4743376.9972 | 4743.377 | 144102.5923 | 4699.7127
1 | 29 | 13 | 22.8 | 936.1765 | 0.24 | 73610.4351 | 0.17493 | 0 | 73610.4351 | 0 | 1.1225 | 0 | 0 | 0 | 0 | 5612.2689 | 67998.1662 | 0 | 47598.7163 | 4790975.7135 | 4790.9757 | 145548.6293 | 4746.8733
1 | 29 | 14 | 23.9 | 838.977 | 0.24 | 65967.757 | 0.17284 | 0 | 65967.757 | 0 | 0.79096 | 0 | 0 | 0 | 0 | 3954.8244 | 62012.9326 | 0 | 43409.0528 | 4834384.7664 | 4834.3848 | 146867.3853 | 4789.8828
1 | 29 | 15 | 24.4 | 661.4051 | 0.24 | 52005.4929 | 0.18078 | 0 | 52005.4929 | 0.32 | 0.50611 | 0 | 0 | 0 | 0 | 4130.5722 | 47874.9208 | 0 | 33512.4445 | 4867897.2109 | 4867.8972 | 147885.4849 | 4823.0867
1 | 29 | 16 | 23.9 | 423.0943 | 0.24 | 33267.3994 | 0.17008 | 0 | 33267.3994 | 0 | 0.9169 | 0 | 0 | 0 | 0 | 4584.4936 | 28682.9058 | 0 | 20078.0341 | 4887975.245 | 4887.9752 | 148495.4505 | 4842.9799
1 | 29 | 17 | 22.2 | 125.5922 | 0.24 | 9875.1674 | 0.13312 | 0 | 9875.1674 | 0 | 1.1142 | 0 | 0 | 0 | 0 | 5571.2035 | 4303.9639 | 0 | 3012.7748 | 4890988.0197 | 4890.988 | 148586.9778 | 4845.965
1 | 29 | 18 | 20 | 0 | 0.24 | 0 | 0.11361 | 0 | 0 | 0 | 1.4498 | 0 | 0 | 0 | 0 | 7249.1806 | -7249.1806 | -10355.9723 | 0 | 4880632.0474 | 4880.632 | 148272.366 | 4835.7043
1 | 29 | 19 | 18.3 | 0 | 0.24 | 0 | 0.14707 | 0 | 0 | 0 | 1.6501 | 0 | 0 | 0 | 0 | 8250.7196 | -8250.7196 | -11786.7423 | 0 | 4868845.3051 | 4868.8453 | 147914.2877 | 4824.0261
1 | 29 | 20 | 14.4 | 0 | 0.24 | 0 | 0.2108 | 0 | 0 | 0 | 1.6171 | 0 | 0 | 0 | 0 | 8085.3174 | -8085.3174 | -11550.4534 | 0 | 4857294.8517 | 4857.2949 | 147563.3879 | 4812.582
1 | 29 | 21 | 11.1 | 0 | 0.24 | 0 | 0.27476 | 0 | 0 | 0 | 1.5516 | 0 | 0 | 0 | 0 | 7757.9351 | -7757.9351 | -11082.7644 | 0 | 4846212.0873 | 4846.2121 | 147226.6963 | 4801.6012
1 | 29 | 22 | 7.8 | 0 | 0.24 | 0 | 0.34065 | 0 | 0 | 0 | 1.5295 | 0 | 0 | 0 | 0 | 7647.2867 | -7647.2867 | -10924.6952 | 0 | 4835287.3921 | 4835.2874 | 146894.8068 | 4790.7771
1 | 29 | 23 | 6.1 | 0 | 0.24 | 0 | 0.4209 | 0 | 0 | 0 | 1.378 | 0 | 0 | 0 | 0 | 6889.8585 | -6889.8585 | -9842.655 | 0 | 4825444.7371 | 4825.4447 | 146595.7895 | 4781.025
1 | 30 | 0 | 4.4 | 0 | 0.24 | 0 | 0.46544 | 0 | 0 | 0 | 0.96116 | 0 | 0 | 0 | 0 | 4805.7904 | -4805.7904 | -6865.4148 | 0 | 4818579.3222 | 4818.5793 | 146387.2199 | 4774.2228
1 | 30 | 1 | 2.8 | 0 | 0.24 | 0 | 0.47653 | 0 | 0 | 0 | 0.84138 | 0 | 0 | 0 | 0 | 4206.9202 | -4206.9202 | -6009.886 | 0 | 4812569.4362 | 4812.5694 | 146204.6411 | 4768.2683
1 | 30 | 2 | 1.7 | 0 | 0.24 | 0 | 0.47249 | 0 | 0 | 0 | 0.96435 | 0 | 0 | 0 | 0 | 4821.7603 | -4821.7603 | -6888.2289 | 0 | 4805681.2073 | 4805.6812 | 145995.3784 | 4761.4434
1 | 30 | 3 | 0.6 | 0 | 0.24 | 0 | 0.46896 | 0 | 0 | 0 | 1.0442 | 0 | 0 | 0 | 0 | 5221.007 | -5221.007 | -7458.5815 | 0 | 4798222.6258 | 4798.2226 | 145768.7886 | 4754.0535
1 | 30 | 4 | 0 | 0 | 0.24 | 0 | 0.44855 | 0 | 0 | 0 | 1.0513 | 0 | 0 | 0 | 0 | 5256.3689 | -5256.3689 | -7509.0984 | 0 | 4790713.5274 | 4790.7135 | 145540.6641 | 4746.6135
1 | 30 | 5 | 0 | 0 | 0.24 | 0 | 0.45479 | 0 | 0 | 0 | 1.0371 | 0 | 0 | 0 | 0 | 5185.6452 | -5185.6452 | -7408.0645 | 0 | 4783305.4629 | 4783.3055 | 145315.609 | 4739.2737
1 | 30 | 6 | 0.6 | 0 | 0.24 | 0 | 0.45596 | 0 | 0 | 0 | 1.0271 | 0 | 0 | 0 | 0 | 5135.4541 | -5135.4541 | -7336.3631 | 0 | 4775969.0998 | 4775.9691 | 145092.7321 | 4732.0048
1 | 30 | 7 | 0.6 | 30.7336 | 0.24 | 2416.5464 | 0.43923 | 0 | 2416.5464 | 0 | 1.0223 | 0 | 0 | 0 | 0 | 5111.4993 | -2694.9529 | -3849.9327 | 0 | 4772119.1671 | 4772.1192 | 144975.7722 | 4728.1903
1 | 30 | 8 | 1.1 | 219.5442 | 0.24 | 17262.4957 | 0.44402 | 0 | 17262.4957 | 0 | 1.1831 | 0 | 0 | 0 | 0 | 5915.6964 | 11346.7994 | 0 | 7942.7595 | 4780061.9267 | 4780.0619 | 145217.0712 | 4736.06
1 | 30 | 9 | 1.7 | 507.462 | 0.24 | 39901.1302 | 0.40056 | 0 | 39901.1302 | 0 | 1.2539 | 0 | 0 | 0 | 0 | 6269.315 | 33631.8153 | 0 | 23542.2707 | 4803604.1973 | 4803.6042 | 145932.2794 | 4759.3855
1 | 30 | 10 | 2.8 | 612.5436 | 0.24 | 48163.5694 | 0.37819 | 0 | 48163.5694 | 0 | 1.2778 | 0 | 0 | 0 | 0 | 6389.089 | 41774.4804 | 0 | 29242.1363 | 4832846.3336 | 4832.8463 | 146820.6481 | 4788.3585
1 | 30 | 11 | 3.3 | 773.4782 | 0.24 | 60817.6621 | 0.42851 | 0 | 60817.6621 | 0 | 1.6292 | 0 | 0 | 0 | 0 | 8145.7748 | 52671.8873 | 0 | 36870.3211 | 4869716.6548 | 4869.7167 | 147940.7591 | 4824.8894
1 | 30 | 12 | 3.3 | 873.2429 | 0.24 | 68662.0437 | 0.45288 | 0 | 68662.0437 | 0 | 2.0975 | 0 | 0 | 0 | 0 | 10487.6422 | 58174.4015 | 0 | 40722.0811 | 4910438.7358 | 4910.4387 | 149177.8856 | 4865.2366
1 | 30 | 13 | 3.9 | 831.281 | 0.24 | 65362.6261 | 0.47204 | 0 | 65362.6261 | 0 | 1.5844 | 0 | 0 | 0 | 0 | 7922.1966 | 57440.4295 | 0 | 40208.3007 | 4950647.0365 | 4950.647 | 150399.4036 | 4905.0748
1 | 30 | 14 | 3.9 | 799.2252 | 0.24 | 62842.1217 | 0.49778 | 0 | 62842.1217 | 0 | 1.1843 | 0 | 0 | 0 | 0 | 5921.3999 | 56920.7218 | 0 | 39844.5053 | 4990491.5417 | 4990.4915 | 151609.8696 | 4944.5525
1 | 30 | 15 | 4.4 | 595.7842 | 0.24 | 46845.7937 | 0.51182 | 0 | 46845.7937 | 0 | 1.2196 | 0 | 0 | 0 | 0 | 6098.2092 | 40747.5845 | 0 | 28523.3091 | 5019014.8509 | 5019.0149 | 152476.4005 | 4972.8133
1 | 30 | 16 | 5 | 419.0783 | 0.24 | 32951.6232 | 0.51533 | 0 | 32951.6232 | 0 | 1.1984 | 0 | 0 | 0 | 0 | 5992.1236 | 26959.4996 | 0 | 18871.6497 | 5037886.5006 | 5037.8865 | 153049.7165 | 4991.5112
1 | 30 | 17 | 4.4 | 128.6845 | 0.24 | 10118.3112 | 0.5057 | 0 | 10118.3112 | 0 | 1.146 | 0 | 0 | 0 | 0 | 5729.7615 | 4388.5497 | 0 | 3071.9848 | 5040958.4854 | 5040.9585 | 153143.0426 | 4994.5549
1 | 30 | 18 | 4.4 | 0 | 0.24 | 0 | 0.46938 | 0 | 0 | 0 | 1.2737 | 0 | 0 | 0 | 0 | 6368.5563 | -6368.5563 | -9097.9376 | 0 | 5031860.5478 | 5031.8605 | 152866.6496 | 4985.5407
1 | 30 | 19 | 4.4 | 0 | 0.24 | 0 | 0.55715 | 0 | 0 | 0 | 1.5194 | 0 | 0 | 0 | 0 | 7597.0956 | -7597.0956 | -10852.9938 | 0 | 5021007.554 | 5021.0076 | 152536.9384 | 4974.7876
1 | 30 | 20 | 5 | 0 | 0.24 | 0 | 0.64421 | 0 | 0 | 0 | 1.545 | 0 | 0 | 0 | 0 | 7724.8546 | -7724.8546 | -11035.5066 | 0 | 5009972.0474 | 5009.972 | 152201.6825 | 4963.8537
1 | 30 | 21 | 5 | 0 | 0.24 | 0 | 0.68569 | 0 | 0 | 0 | 1.5418 | 0 | 0 | 0 | 0 | 7708.8847 | -7708.8847 | -11012.6925 | 0 | 4998959.355 | 4998.9594 | 151867.1196 | 4952.9424
1 | 30 | 22 | 5 | 0 | 0.24 | 0 | 0.70709 | 0 | 0 | 0 | 1.5965 | 0 | 0 | 0 | 0 | 7982.6539 | -7982.6539 | -11403.7914 | 0 | 4987555.5636 | 4987.5556 | 151520.6754 | 4941.6436
1 | 30 | 23 | 5 | 0 | 0.24 | 0 | 0.70325 | 0 | 0 | 0 | 1.4412 | 0 | 0 | 0 | 0 | 7205.8338 | -7205.8338 | -10294.0483 | 0 | 4977261.5153 | 4977.2615 | 151207.9448 | 4931.4443
1 | 31 | 0 | 5 | 0 | 0.24 | 0 | 0.70035 | 0 | 0 | 0 | 0.92329 | 0 | 0 | 0 | 0 | 4616.4333 | -4616.4333 | -6594.9048 | 0 | 4970666.6105 | 4970.6666 | 151007.5932 | 4924.9101
1 | 31 | 1 | 5 | 0 | 0.24 | 0 | 0.70595 | 0 | 0 | 0 | 0.75401 | 0 | 0 | 0 | 0 | 3770.0302 | -3770.0302 | -5385.7574 | 0 | 4965280.8531 | 4965.2809 | 150843.9753 | 4919.5739
1 | 31 | 2 | 5 | 0 | 0.24 | 0 | 0.69898 | 0 | 0 | 0 | 0.73918 | 0 | 0 | 0 | 0 | 3695.8844 | -3695.8844 | -5279.8348 | 0 | 4960001.0183 | 4960.001 | 150683.5752 | 4914.3427
1 | 31 | 3 | 4.4 | 0 | 0.24 | 0 | 0.6995 | 0 | 0 | 0 | 0.75264 | 0 | 0 | 0 | 0 | 3763.186 | -3763.186 | -5375.9799 | 0 | 4954625.0384 | 4954.625 | 150520.2543 | 4909.0162
1 | 31 | 4 | 3.9 | 0 | 0.24 | 0 | 0.68919 | 0 | 0 | 0 | 0.79074 | 0 | 0 | 0 | 0 | 3953.6837 | -3953.6837 | -5648.1196 | 0 | 4948976.9188 | 4948.9769 | 150348.6659 | 4903.4201
1 | 31 | 5 | 3.9 | 0 | 0.24 | 0 | 0.68212 | 0 | 0 | 0 | 0.83614 | 0 | 0 | 0 | 0 | 4180.684 | -4180.684 | -5972.4057 | 0 | 4943004.513 | 4943.0045 | 150167.2257 | 4897.5026
1 | 31 | 6 | 3.3 | 0 | 0.24 | 0 | 0.66208 | 0 | 0 | 0 | 0.83454 | 0 | 0 | 0 | 0 | 4172.6991 | -4172.6991 | -5960.9987 | 0 | 4937043.5144 | 4937.0435 | 149986.1321 | 4891.5965
1 | 31 | 7 | 3.3 | 29.0792 | 0.24 | 2286.4631 | 0.64992 | 0 | 2286.4631 | 0 | 0.88359 | 0 | 0 | 0 | 0 | 4417.9507 | -2131.4876 | -3044.9823 | 0 | 4933998.5321 | 4933.9985 | 149893.6263 | 4888.5796
1 | 31 | 8 | 3.3 | 207.0659 | 0.24 | 16281.3441 | 0.62997 | 0 | 16281.3441 | 0 | 0.95614 | 0 | 0 | 0 | 0 | 4780.6949 | 11500.6492 | 0 | 8050.4544 | 4942048.9865 | 4942.049 | 150138.1971 | 4896.5559
1 | 31 | 9 | 3.3 | 449.2521 | 0.24 | 35324.1553 | 0.57746 | 0 | 35324.1553 | 0 | 0.97462 | 0 | 0 | 0 | 0 | 4873.092 | 30451.0633 | 0 | 21315.7443 | 4963364.7308 | 4963.3647 | 150785.764 | 4917.6754
1 | 31 | 10 | 3.3 | 684.9464 | 0.24 | 53856.5168 | 0.54383 | 0 | 53856.5168 | 0 | 1.0004 | 0 | 0 | 0 | 0 | 5001.9916 | 48854.5251 | 0 | 34198.1676 | 4997562.8984 | 4997.5629 | 151824.6956 | 4951.5588
1 | 31 | 11 | 3.9 | 851.6509 | 0.24 | 66964.2865 | 0.52618 | 0 | 66964.2865 | 0 | 1.2641 | 0 | 0 | 0 | 0 | 6320.6467 | 60643.6398 | 0 | 42450.5479 | 5040013.4463 | 5040.0134 | 153114.3325 | 4993.6186
1 | 31 | 12 | 4.4 | 954.3215 | 0.24 | 75037.1536 | 0.48527 | 0 | 75037.1536 | 0 | 1.7204 | 0 | 0 | 0 | 0 | 8602.0568 | 66435.0968 | 0 | 46504.5677 | 5086518.014 | 5086.518 | 154527.1295 | 5039.695
1 | 31 | 13 | 5.6 | 902.1055 | 0.24 | 70931.4731 | 0.4618 | 0 | 70931.4731 | 0 | 1.2545 | 0 | 0 | 0 | 0 | 6272.7371 | 64658.7361 | 0 | 45261.1152 | 5131779.1292 | 5131.7791 | 155902.1508 | 5084.5395
1 | 31 | 14 | 5.6 | 774.5021 | 0.24 | 60898.1741 | 0.43761 | 0 | 60898.1741 | 0 | 0.89043 | 0 | 0 | 0 | 0 | 4452.1718 | 56446.0023 | 0 | 39512.2016 | 5171291.3309 | 5171.2913 | 157102.5214 | 5123.688
1 | 31 | 15 | 6.1 | 640.1896 | 0.24 | 50337.3383 | 0.41113 | 0 | 50337.3383 | 0 | 1.0095 | 0 | 0 | 0 | 0 | 5047.6199 | 45289.7184 | 0 | 31702.8029 | 5202994.1338 | 5202.9941 | 158065.6446 | 5155.099
1 | 31 | 16 | 6.7 | 428.6274 | 0.24 | 33702.4563 | 0.39172 | 0 | 33702.4563 | 0 | 0.97576 | 0 | 0 | 0 | 0 | 4878.7955 | 28823.6608 | 0 | 20176.5626 | 5223170.6963 | 5223.1707 | 158678.6034 | 5175.0898
1 | 31 | 17 | 7.2 | 129.1221 | 0.24 | 10152.7144 | 0.39075 | 0 | 10152.7144 | 0 | 1.2589 | 0 | 0 | 0 | 0 | 6294.4105 | 3858.304 | 0 | 2700.8128 | 5225871.5091 | 5225.8715 | 158760.6534 | 5177.7658
1 | 31 | 18 | 7.8 | 0 | 0.24 | 0 | 0.37003 | 0 | 0 | 0 | 1.8635 | 0 | 0 | 0 | 0 | 9317.2789 | -9317.2789 | -13310.3984 | 0 | 5212561.1107 | 5212.5611 | 158356.2869 | 5164.5779
1 | 31 | 19 | 8.3 | 0 | 0.24 | 0 | 0.45104 | 0 | 0 | 0 | 1.7834 | 0 | 0 | 0 | 0 | 8916.8914 | -8916.8914 | -12738.4163 | 0 | 5199822.6945 | 5199.8227 | 157969.297 | 5151.9567
1 | 31 | 20 | 8.9 | 0 | 0.24 | 0 | 0.52083 | 0 | 0 | 0 | 1.6944 | 0 | 0 | 0 | 0 | 8472.0164 | -8472.0164 | -12102.8806 | 0 | 5187719.8139 | 5187.7198 | 157601.6146 | 5139.9653
1 | 31 | 21 | 8.6 | 0 | 0.24 | 0 | 0.55752 | 0 | 0 | 0 | 1.7072 | 0 | 0 | 0 | 0 | 8535.8959 | -8535.8959 | -12194.137 | 0 | 5175525.6769 | 5175.5257 | 157231.1598 | 5127.8834
1 | 31 | 22 | 8.3 | 0 | 0.24 | 0 | 0.55942 | 0 | 0 | 0 | 1.6602 | 0 | 0 | 0 | 0 | 8300.9107 | -8300.9107 | -11858.4438 | 0 | 5163667.2331 | 5163.6672 | 156870.9033 | 5116.1341
1 | 31 | 23 | 8 | 0 | 0.24 | 0 | 0.54956 | 0 | 0 | 0 | 1.4336 | 0 | 0 | 0 | 0 | 7168.1905 | -7168.1905 | -10240.2722 | 0 | 5153426.9609 | 5153.427 | 156559.8064 | 5105.9881
2 | 1 | 0 | 7.6 | 0 | 0.24 | 0 | 0.54313 | 0 | 0 | 0 | 1.0015 | 0 | 0 | 0 | 0 | 5007.6952 | -5007.6952 | -7153.8503 | 0 | 5146273.1106 | 5146.2731 | 156342.4742 | 5098.9001
2 | 1 | 1 | 7.3 | 0 | 0.24 | 0 | 0.53517 | 0 | 0 | 0 | 0.96891 | 0 | 0 | 0 | 0 | 4844.5744 | -4844.5744 | -6920.8205 | 0 | 5139352.2901 | 5139.3523 | 156132.2215 | 5092.043
2 | 1 | 2 | 7 | 0 | 0.24 | 0 | 0.5263 | 0 | 0 | 0 | 0.83522 | 0 | 0 | 0 | 0 | 4176.1212 | -4176.1212 | -5965.8874 | 0 | 5133386.4027 | 5133.3864 | 155950.9793 | 5086.132
2 | 1 | 3 | 6.7 | 0 | 0.24 | 0 | 0.5002 | 0 | 0 | 0 | 0.77408 | 0 | 0 | 0 | 0 | 3870.4122 | -3870.4122 | -5529.1603 | 0 | 5127857.2424 | 5127.8572 | 155783.0048 | 5080.6537
2 | 1 | 4 | 5 | 0 | 0.24 | 0 | 0.46435 | 0 | 0 | 0 | 0.82633 | 0 | 0 | 0 | 0 | 4131.6337 | -4131.6337 | -5902.3339 | 0 | 5121954.9085 | 5121.9549 | 155603.6934 | 5074.8057
2 | 1 | 5 | 3.9 | 0 | 0.24 | 0 | 0.40948 | 0 | 0 | 0 | 0.86808 | 0 | 0 | 0 | 0 | 4340.3827 | -4340.3827 | -6200.5467 | 0 | 5115754.3618 | 5115.7544 | 155415.3224 | 5068.6623
2 | 1 | 6 | 3.3 | 0 | 0.24 | 0 | 0.39026 | 0 | 0 | 0 | 0.96207 | 0 | 0 | 0 | 0 | 4810.3532 | -4810.3532 | -6871.9331 | 0 | 5108882.4286 | 5108.8824 | 155206.5548 | 5061.8536
2 | 1 | 7 | 1.7 | 35.9781 | 0.24 | 2828.9162 | 0.42814 | 0 | 2828.9162 | 0 | 1.0563 | 0 | 0 | 0 | 0 | 5281.4644 | -2452.5482 | -3503.6403 | 0 | 5105378.7884 | 5105.3788 | 155100.1151 | 5058.3822
2 | 1 | 8 | 2.2 | 245.9209 | 0.24 | 19336.4658 | 0.40599 | 0 | 19336.4658 | 0 | 1.0241 | 0 | 0 | 0 | 0 | 5120.625 | 14215.8409 | 0 | 9951.0886 | 5115329.877 | 5115.3299 | 155402.4266 | 5068.2417
2 | 1 | 9 | 2.8 | 534.0962 | 0.24 | 41995.3404 | 0.37 | 0 | 41995.3404 | 0 | 0.94359 | 0 | 0 | 0 | 0 | 4717.9561 | 37277.3843 | 0 | 26094.169 | 5141424.046 | 5141.424 | 156195.1609 | 5094.0957
2 | 1 | 10 | 3.3 | 755.2678 | 0.24 | 59385.7975 | 0.38197 | 0 | 59385.7975 | 0 | 0.95249 | 0 | 0 | 0 | 0 | 4762.4436 | 54623.3539 | 0 | 38236.3478 | 5179660.3937 | 5179.6604 | 157356.7715 | 5131.98
2 | 1 | 11 | 4.4 | 908.3387 | 0.24 | 71421.5813 | 0.37645 | 0 | 71421.5813 | 0 | 1.0102 | 0 | 0 | 0 | 0 | 5051.042 | 66370.5393 | 0 | 46459.3775 | 5226119.7712 | 5226.1198 | 158768.1956 | 5178.0117
2 | 1 | 12 | 5.6 | 946.2405 | 0.24 | 74401.7578 | 0.34574 | 0 | 74401.7578 | 0 | 1.0672 | 0 | 0 | 0 | 0 | 5336.2182 | 69065.5395 | 0 | 48345.8777 | 5274465.6489 | 5274.4656 | 160236.9311 | 5225.9126
2 | 1 | 13 | 7.2 | 845.6455 | 0.24 | 66492.0908 | 0.32329 | 0 | 66492.0908 | 0 | 1.132 | 0 | 0 | 0 | 0 | 5660.1785 | 60831.9123 | 0 | 42582.3386 | 5317047.9875 | 5317.048 | 161530.5718 | 5268.1029
2 | 1 | 14 | 7.2 | 818.3897 | 0.24 | 64348.9966 | 0.30687 | 0 | 64348.9966 | 0 | 0.98808 | 0 | 0 | 0 | 0 | 4940.3936 | 59408.603 | 0 | 41586.0221 | 5358634.0096 | 5358.634 | 162793.9446 | 5309.3061
2 | 1 | 15 | 7.2 | 657.1084 | 0.24 | 51667.6443 | 0.31054 | 0 | 51667.6443 | 0 | 0.93698 | 0 | 0 | 0 | 0 | 4684.8756 | 46982.7687 | 0 | 32887.9381 | 5391521.9477 | 5391.5219 | 163793.0718 | 5341.8913
2 | 1 | 16 | 6.1 | 419.1971 | 0.24 | 32960.9622 | 0.2955 | 0 | 32960.9622 | 0 | 1.1489 | 0 | 0 | 0 | 0 | 5744.5906 | 27216.3715 | 0 | 19051.4601 | 5410573.4078 | 5410.5734 | 164371.8504 | 5360.7674
2 | 1 | 17 | 4.4 | 124.0587 | 0.24 | 9754.5891 | 0.29682 | 0 | 9754.5891 | 0 | 1.4907 | 0 | 0 | 0 | 0 | 7453.3668 | 2301.2223 | 0 | 1610.8556 | 5412184.2634 | 5412.1843 | 164420.7877 | 5362.3634
2 | 1 | 18 | 2.8 | 0 | 0.24 | 0 | 0.29615 | 0 | 0 | 0 | 1.3027 | 0 | 0 | 0 | 0 | 6513.4258 | -6513.4258 | -9304.8941 | 0 | 5402879.3693 | 5402.8794 | 164138.1074 | 5353.1442
2 | 1 | 19 | 0.6 | 0 | 0.24 | 0 | 0.34619 | 0 | 0 | 0 | 1.2929 | 0 | 0 | 0 | 0 | 6464.3755 | -6464.3755 | -9234.8222 | 0 | 5393644.5471 | 5393.6445 | 163857.5559 | 5343.9944
2 | 1 | 20 | 0.6 | 0 | 0.24 | 0 | 0.43989 | 0 | 0 | 0 | 1.5504 | 0 | 0 | 0 | 0 | 7752.2315 | -7752.2315 | -11074.6165 | 0 | 5382569.9307 | 5382.5699 | 163521.1118 | 5333.0217
2 | 1 | 21 | 1.7 | 0 | 0.24 | 0 | 0.49832 | 0 | 0 | 0 | 1.5384 | 0 | 0 | 0 | 0 | 7691.7742 | -7691.7742 | -10988.2488 | 0 | 5371581.6819 | 5371.5817 | 163187.2916 | 5322.1346
2 | 1 | 22 | 0.6 | 0 | 0.24 | 0 | 0.52756 | 0 | 0 | 0 | 1.4022 | 0 | 0 | 0 | 0 | 7010.7732 | -7010.7732 | -10015.3904 | 0 | 5361566.2915 | 5361.5663 | 162883.0266 | 5312.2114
2 | 1 | 23 | 0.6 | 0 | 0.24 | 0 | 0.5136 | 0 | 0 | 0 | 1.1644 | 0 | 0 | 0 | 0 | 5822.1586 | -5822.1586 | -8317.3694 | 0 | 5353248.9221 | 5353.2489 | 162630.347 | 5303.9706
2 | 2 | 0 | -0.6 | 0 | 0.24 | 0 | 0.46536 | 0 | 0 | 0 | 0.89066 | 0 | 0 | 0 | 0 | 4453.3125 | -4453.3125 | -6361.875 | 0 | 5346887.0471 | 5346.887 | 162437.0748 | 5297.6673
2 | 2 | 1 | -1.7 | 0 | 0.24 | 0 | 0.47145 | 0 | 0 | 0 | 0.78617 | 0 | 0 | 0 | 0 | 3930.8696 | -3930.8696 | -5615.528 | 0 | 5341271.5191 | 5341.2715 | 162266.4765 | 5292.1035
2 | 2 | 2 | -2.2 | 0 | 0.24 | 0 | 0.45191 | 0 | 0 | 0 | 0.77979 | 0 | 0 | 0 | 0 | 3898.9299 | -3898.9299 | -5569.8998 | 0 | 5335701.6193 | 5335.7016 | 162097.2644 | 5286.5848
2 | 2 | 3 | -2.2 | 0 | 0.24 | 0 | 0.44889 | 0 | 0 | 0 | 0.82154 | 0 | 0 | 0 | 0 | 4107.6789 | -4107.6789 | -5868.1127 | 0 | 5329833.5066 | 5329.8335 | 161918.9926 | 5280.7707
2 | 2 | 4 | -3.3 | 0 | 0.24 | 0 | 0.42527 | 0 | 0 | 0 | 0.81515 | 0 | 0 | 0 | 0 | 4075.7391 | -4075.7391 | -5822.4845 | 0 | 5324011.0221 | 5324.011 | 161742.107 | 5275.0019
2 | 2 | 5 | -3.9 | 0 | 0.24 | 0 | 0.39097 | 0 | 0 | 0 | 0.80214 | 0 | 0 | 0 | 0 | 4010.719 | -4010.719 | -5729.5985 | 0 | 5318281.4236 | 5318.2814 | 161568.0432 | 5269.325
2 | 2 | 6 | -4.4 | 0 | 0.24 | 0 | 0.37776 | 0 | 0 | 0 | 0.9007 | 0 | 0 | 0 | 0 | 4503.5035 | -4503.5035 | -6433.5765 | 0 | 5311847.8471 | 5311.8478 | 161372.5928 | 5262.9506
2 | 2 | 7 | -4.4 | 36.8819 | 0.24 | 2899.9799 | 0.36423 | 0 | 2899.9799 | 0 | 0.97257 | 0 | 0 | 0 | 0 | 4862.8256 | -1962.8457 | -2804.0653 | 0 | 5309043.7817 | 5309.0438 | 161287.406 | 5260.1724
2 | 2 | 8 | -3.3 | 251.1406 | 0.24 | 19746.8843 | 0.33982 | 0 | 19746.8843 | 0 | 0.88496 | 0 | 0 | 0 | 0 | 4424.7949 | 15322.0894 | 0 | 10725.4626 | 5319769.2443 | 5319.7692 | 161613.2429 | 5270.7991
2 | 2 | 9 | -2.2 | 535.6053 | 0.24 | 42114.0025 | 0.30189 | 0 | 42114.0025 | 0 | 0.87857 | 0 | 0 | 0 | 0 | 4392.8552 | 37721.1474 | 0 | 26404.8032 | 5346174.0475 | 5346.174 | 162415.4141 | 5296.9609
2 | 2 | 10 | -1.1 | 705.4251 | 0.24 | 55466.727 | 0.30637 | 0 | 55466.727 | 0 | 0.84047 | 0 | 0 | 0 | 0 | 4202.3574 | 51264.3696 | 0 | 35885.0587 | 5382059.1062 | 5382.0591 | 163505.5931 | 5332.5156
2 | 2 | 11 | 0.6 | 812.9884 | 0.24 | 63924.2984 | 0.33034 | 0 | 63924.2984 | 0 | 0.81789 | 0 | 0 | 0 | 0 | 4089.4276 | 59834.8708 | 0 | 41884.4096 | 5423943.5158 | 5423.9435 | 164778.0309 | 5374.0144
2 | 2 | 12 | 1.7 | 871.8476 | 0.24 | 68552.3297 | 0.3381 | 0 | 68552.3297 | 0 | 0.96139 | 0 | 0 | 0 | 0 | 4806.9311 | 63745.3986 | 0 | 44621.779 | 5468565.2948 | 5468.5653 | 166133.6292 | 5418.2255
2 | 2 | 13 | 2.8 | 806.7424 | 0.24 | 63433.1834 | 0.32982 | 0 | 63433.1834 | 0 | 1.0472 | 0 | 0 | 0 | 0 | 5235.8362 | 58197.3472 | 0 | 40738.1431 | 5509303.4379 | 5509.3034 | 167371.2437 | 5458.5886
2 | 2 | 14 | 3.3 | 771.5173 | 0.24 | 60663.4815 | 0.31659 | 0 | 60663.4815 | 0 | 1.0104 | 0 | 0 | 0 | 0 | 5052.1827 | 55611.2988 | 0 | 38927.9092 | 5548231.347 | 5548.2313 | 168553.8637 | 5497.1582
2 | 2 | 15 | 4.4 | 575.0315 | 0.24 | 45214.0403 | 0.33072 | 0 | 45214.0403 | 0 | 0.98329 | 0 | 0 | 0 | 0 | 4916.4388 | 40297.6015 | 0 | 28208.3211 | 5576439.6681 | 5576.4397 | 169410.8254 | 5525.1068
2 | 2 | 16 | 5 | 403.6093 | 0.24 | 31735.3117 | 0.34668 | 0 | 31735.3117 | 0 | 1.038 | 0 | 0 | 0 | 0 | 5190.208 | 26545.1037 | 0 | 18581.5726 | 5595021.2407 | 5595.0212 | 169975.3288 | 5543.5173
2 | 2 | 17 | 3.9 | 132.3658 | 0.24 | 10407.7672 | 0.35606 | 0 | 10407.7672 | 0 | 1.2009 | 0 | 0 | 0 | 0 | 6004.6714 | 4403.0958 | 0 | 3082.167 | 5598103.4077 | 5598.1034 | 170068.9643 | 5546.5711
2 | 2 | 18 | 1.7 | 0 | 0.24 | 0 | 0.33525 | 0 | 0 | 0 | 1.4987 | 0 | 0 | 0 | 0 | 7493.2915 | -7493.2915 | -10704.7021 | 0 | 5587398.7056 | 5587.3987 | 169743.7581 | 5535.965
2 | 2 | 19 | 2.2 | 0 | 0.24 | 0 | 0.40354 | 0 | 0 | 0 | 1.8192 | 0 | 0 | 0 | 0 | 9095.9821 | -9095.9821 | -12994.2601 | 0 | 5574404.4455 | 5574.4044 | 169348.9958 | 5523.0903
2 | 2 | 20 | 0 | 0 | 0.24 | 0 | 0.48554 | 0 | 0 | 0 | 2.0197 | 0 | 0 | 0 | 0 | 10098.6618 | -10098.6618 | -14426.6597 | 0 | 5559977.7857 | 5559.9778 | 168910.7175 | 5508.7965
2 | 2 | 21 | -2.2 | 0 | 0.24 | 0 | 0.53851 | 0 | 0 | 0 | 1.9638 | 0 | 0 | 0 | 0 | 9819.1891 | -9819.1891 | -14027.413 | 0 | 5545950.3728 | 5545.9504 | 168484.5683 | 5494.8982
2 | 2 | 22 | -3.3 | 0 | 0.24 | 0 | 0.59109 | 0 | 0 | 0 | 1.8886 | 0 | 0 | 0 | 0 | 9442.7564 | -9442.7564 | -13489.652 | 0 | 5532460.7207 | 5532.4607 | 168074.7561 | 5481.5327
2 | 2 | 23 | -2.8 | 0 | 0.24 | 0 | 0.61829 | 0 | 0 | 0 | 1.6725 | 0 | 0 | 0 | 0 | 8362.5087 | -8362.5087 | -11946.441 | 0 | 5520514.2797 | 5520.5143 | 167711.8262 | 5469.6962
2 | 3 | 0 | -2.8 | 0 | 0.24 | 0 | 0.61596 | 0 | 0 | 0 | 1.2872 | 0 | 0 | 0 | 0 | 6435.8579 | -6435.8579 | -9194.0827 | 0 | 5511320.197 | 5511.3202 | 167432.5123 | 5460.5868
2 | 3 | 1 | -1.7 | 0 | 0.24 | 0 | 0.61088 | 0 | 0 | 0 | 1.125 | 0 | 0 | 0 | 0 | 5624.8166 | -5624.8166 | -8035.4523 | 0 | 5503284.7447 | 5503.2847 | 167188.3973 | 5452.6253
2 | 3 | 2 | -1.7 | 0 | 0.24 | 0 | 0.61091 | 0 | 0 | 0 | 1.0864 | 0 | 0 | 0 | 0 | 5432.0375 | -5432.0375 | -7760.0535 | 0 | 5495524.6912 | 5495.5247 | 166952.6488 | 5444.9367
2 | 3 | 3 | -1.1 | 0 | 0.24 | 0 | 0.61402 | 0 | 0 | 0 | 1.1215 | 0 | 0 | 0 | 0 | 5607.706 | -5607.706 | -8011.0086 | 0 | 5487513.6826 | 5487.5137 | 166709.2764 | 5436.9994
2 | 3 | 4 | -1.7 | 0 | 0.24 | 0 | 0.60665 | 0 | 0 | 0 | 1.1161 | 0 | 0 | 0 | 0 | 5580.3291 | -5580.3291 | -7971.8987 | 0 | 5479541.7838 | 5479.5418 | 166467.0922 | 5429.1009
2 | 3 | 5 | -3.9 | 0 | 0.24 | 0 | 0.60899 | 0 | 0 | 0 | 1.1129 | 0 | 0 | 0 | 0 | 5564.3592 | -5564.3592 | -7949.0846 | 0 | 5471592.6992 | 5471.5927 | 166225.601 | 5421.225
2 | 3 | 6 | -4.4 | 0 | 0.24 | 0 | 0.60467 | 0 | 0 | 0 | 1.2915 | 0 | 0 | 0 | 0 | 6457.5313 | -6457.5313 | -9225.0447 | 0 | 5462367.6545 | 5462.3677 | 165945.3465 | 5412.0849
2 | 3 | 7 | -3.9 | 43.0252 | 0.24 | 3383.0178 | 0.60091 | 0 | 3383.0178 | 0 | 1.3723 | 0 | 0 | 0 | 0 | 6861.3409 | -3478.3231 | -4969.033 | 0 | 5457398.6215 | 5457.3986 | 165794.3885 | 5407.1616
2 | 3 | 8 | 0 | 281.6966 | 0.24 | 22149.469 | 0.59312 | 0 | 22149.469 | 0 | 1.2995 | 0 | 0 | 0 | 0 | 6497.456 | 15652.013 | 0 | 10956.4091 | 5468355.0307 | 5468.355 | 166127.2414 | 5418.0171
2 | 3 | 9 | 3.9 | 506.4476 | 0.24 | 39821.3668 | 0.54512 | 0 | 39821.3668 | 0 | 1.2484 | 0 | 0 | 0 | 0 | 6241.938 | 33579.4288 | 0 | 23505.6001 | 5491860.6308 | 5491.8606 | 166841.3356 | 5441.3064
2 | 3 | 10 | 7.2 | 741.6588 | 0.24 | 58315.7422 | 0.51922 | 0 | 58315.7422 | 0 | 1.1825 | 0 | 0 | 0 | 0 | 5912.2743 | 52403.4679 | 0 | 36682.4276 | 5528543.0584 | 5528.5431 | 167955.7385 | 5477.6511
2 | 3 | 11 | 9.4 | 815.0979 | 0.24 | 64090.1707 | 0.55502 | 0 | 64090.1707 | 0 | 1.1804 | 0 | 0 | 0 | 0 | 5902.0079 | 58188.1628 | 0 | 40731.7139 | 5569274.7723 | 5569.2748 | 169193.1576 | 5518.0079
2 | 3 | 12 | 11.1 | 856.8441 | 0.24 | 67372.6202 | 0.56477 | 0 | 67372.6202 | 0 | 1.3889 | 0 | 0 | 0 | 0 | 6944.6124 | 60428.0078 | 0 | 42299.6055 | 5611574.3778 | 5611.5744 | 170478.2089 | 5559.9181
2 | 3 | 13 | 12.8 | 904.0548 | 0.24 | 71084.7478 | 0.57072 | 0 | 71084.7478 | 0 | 1.4361 | 0 | 0 | 0 | 0 | 7180.7383 | 63904.0095 | 0 | 44732.8067 | 5656307.1844 | 5656.3072 | 171837.1803 | 5604.2391
2 | 3 | 14 | 13.3 | 834.9833 | 0.24 | 65653.7317 | 0.55193 | 0 | 65653.7317 | 0 | 1.3921 | 0 | 0 | 0 | 0 | 6960.5822 | 58693.1495 | 0 | 41085.2046 | 5697392.389 | 5697.3924 | 173085.3384 | 5644.9461
2 | 3 | 15 | 13.9 | 659.6292 | 0.24 | 51865.8487 | 0.55537 | 0 | 51865.8487 | 0 | 1.2126 | 0 | 0 | 0 | 0 | 6062.8473 | 45803.0013 | 0 | 32062.1009 | 5729454.49 | 5729.4545 | 174059.3769 | 5676.7131
2 | 3 | 16 | 13.3 | 424.2494 | 0.24 | 33358.2226 | 0.52164 | 0 | 33358.2226 | 0 | 1.1085 | 0 | 0 | 0 | 0 | 5542.6858 | 27815.5367 | 0 | 19470.8757 | 5748925.3657 | 5748.9254 | 174650.8972 | 5696.0047
2 | 3 | 17 | 11.1 | 135.6886 | 0.24 | 10669.0338 | 0.47216 | 0 | 10669.0338 | 0 | 1.2119 | 0 | 0 | 0 | 0 | 6059.4252 | 4609.6086 | 0 | 3226.726 | 5752152.0917 | 5752.1521 | 174748.9243 | 5699.2018
2 | 3 | 18 | 8.9 | 0 | 0.24 | 0 | 0.39941 | 0 | 0 | 0 | 1.3832 | 0 | 0 | 0 | 0 | 6916.0947 | -6916.0947 | -9880.1353 | 0 | 5742271.9564 | 5742.272 | 174448.7683 | 5689.4126
2 | 3 | 19 | 6.7 | 0 | 0.24 | 0 | 0.42575 | 0 | 0 | 0 | 1.5961 | 0 | 0 | 0 | 0 | 7980.3725 | -7980.3725 | -11400.5322 | 0 | 5730871.4242 | 5730.8714 | 174102.423 | 5678.117
2 | 3 | 20 | 5.6 | 0 | 0.24 | 0 | 0.48885 | 0 | 0 | 0 | 1.6403 | 0 | 0 | 0 | 0 | 8201.6693 | -8201.6693 | -11716.6705 | 0 | 5719154.7537 | 5719.1548 | 173746.4735 | 5666.5082
2 | 3 | 21 | 5.6 | 0 | 0.24 | 0 | 0.52951 | 0 | 0 | 0 | 1.7371 | 0 | 0 | 0 | 0 | 8685.3283 | -8685.3283 | -12407.6118 | 0 | 5706747.1419 | 5706.7471 | 173369.5334 | 5654.2148
2 | 3 | 22 | 5.6 | 0 | 0.24 | 0 | 0.52224 | 0 | 0 | 0 | 1.6652 | 0 | 0 | 0 | 0 | 8326.0062 | -8326.0062 | -11894.2945 | 0 | 5694852.8474 | 5694.8528 | 173008.1878 | 5642.43
2 | 3 | 23 | 5.6 | 0 | 0.24 | 0 | 0.48376 | 0 | 0 | 0 | 1.2625 | 0 | 0 | 0 | 0 | 6312.6618 | -6312.6618 | -9018.0882 | 0 | 5685834.7592 | 5685.8348 | 172734.2205 | 5633.4949
2 | 4 | 0 | 5 | 0 | 0.24 | 0 | 0.4554 | 0 | 0 | 0 | 0.8918 | 0 | 0 | 0 | 0 | 4459.016 | -4459.016 | -6370.0229 | 0 | 5679464.7363 | 5679.4647 | 172540.7008 | 5627.1835
2 | 4 | 1 | 6.1 | 0 | 0.24 | 0 | 0.41858 | 0 | 0 | 0 | 0.8277 | 0 | 0 | 0 | 0 | 4138.4779 | -4138.4779 | -5912.1113 | 0 | 5673552.6249 | 5673.5526 | 172361.0924 | 5621.3258
2 | 4 | 2 | 5.6 | 0 | 0.24 | 0 | 0.43329 | 0 | 0 | 0 | 0.83819 | 0 | 0 | 0 | 0 | 4190.9504 | -4190.9504 | -5987.0719 | 0 | 5667565.553 | 5667.5656 | 172179.2067 | 5615.3939
2 | 4 | 3 | 2.8 | 0 | 0.24 | 0 | 0.3992 | 0 | 0 | 0 | 0.83728 | 0 | 0 | 0 | 0 | 4186.3875 | -4186.3875 | -5980.5536 | 0 | 5661584.9994 | 5661.585 | 171997.519 | 5609.4684
2 | 4 | 4 | 3.3 | 0 | 0.24 | 0 | 0.37037 | 0 | 0 | 0 | 0.78686 | 0 | 0 | 0 | 0 | 3934.2917 | -3934.2917 | -5620.4167 | 0 | 5655964.5826 | 5655.9646 | 171826.7721 | 5603.8997
2 | 4 | 5 | 3.3 | 0 | 0.24 | 0 | 0.3528 | 0 | 0 | 0 | 0.81697 | 0 | 0 | 0 | 0 | 4084.8648 | -4084.8648 | -5835.5211 | 0 | 5650129.0615 | 5650.1291 | 171649.4905 | 5598.1179
2 | 4 | 6 | 3.9 | 0 | 0.24 | 0 | 0.29648 | 0 | 0 | 0 | 0.89568 | 0 | 0 | 0 | 0 | 4478.408 | -4478.408 | -6397.7258 | 0 | 5643731.3357 | 5643.7313 | 171455.1292 | 5591.779
2 | 4 | 7 | 3.3 | 41.4689 | 0.24 | 3260.6536 | 0.25524 | 0 | 3260.6536 | 0 | 0.84983 | 0 | 0 | 0 | 0 | 4249.1263 | -988.4728 | -1412.1039 | 0 | 5642319.2318 | 5642.3192 | 171412.2298 | 5590.3799
2 | 4 | 8 | 3.3 | 267.8491 | 0.24 | 21060.6534 | 0.22611 | 0 | 21060.6534 | 0 | 0.87766 | 0 | 0 | 0 | 0 | 4388.2923 | 16672.3611 | 0 | 11670.6528 | 5653989.8846 | 5653.9899 | 171766.7813 | 5601.9432
2 | 4 | 9 | 3.3 | 521.7885 | 0.24 | 41027.6019 | 0.16323 | 0 | 41027.6019 | 0 | 0.88017 | 0 | 0 | 0 | 0 | 4400.8401 | 36626.7618 | 0 | 25638.7333 | 5679628.6178 | 5679.6286 | 172545.6795 | 5627.3459
2 | 4 | 10 | 3.9 | 724.9391 | 0.24 | 57001.0923 | 0.10645 | 0 | 57001.0923 | 0 | 0.84161 | 0 | 0 | 0 | 0 | 4208.0609 | 52793.0314 | 0 | 36955.122 | 5716583.7398 | 5716.5837 | 173668.3668 | 5663.9608
2 | 4 | 11 | 4.4 | 890.4621 | 0.24 | 70015.9627 | 0.1196 | 0 | 70015.9627 | 0 | 0.87378 | 0 | 0 | 0 | 0 | 4368.9003 | 65647.0623 | 0 | 45952.9436 | 5762536.6834 | 5762.5367 | 175064.4056 | 5709.4908
2 | 4 | 12 | 5 | 972.7479 | 0.24 | 76486.0009 | 0.12306 | 0 | 76486.0009 | 0 | 1.0504 | 0 | 0 | 0 | 0 | 5251.8061 | 71234.1949 | 0 | 49863.9364 | 5812400.6198 | 5812.4006 | 176579.2593 | 5758.8957
2 | 4 | 13 | 5 | 947.9321 | 0.24 | 74534.7609 | 0.16896 | 0 | 74534.7609 | 0 | 1.2767 | 0 | 0 | 0 | 0 | 6383.3855 | 68151.3755 | 0 | 47705.9628 | 5860106.5827 | 5860.1066 | 178028.5544 | 5806.1625
2 | 4 | 14 | 5 | 811.3694 | 0.24 | 63797.0003 | 0.2418 | 0 | 63797.0003 | 0 | 1.2694 | 0 | 0 | 0 | 0 | 6346.8829 | 57450.1174 | 0 | 40215.0822 | 5900321.6648 | 5900.3217 | 179250.2784 | 5846.0074
2 | 4 | 15 | 5 | 619.6928 | 0.24 | 48725.6998 | 0.30379 | 0 | 48725.6998 | 0 | 0.93903 | 0 | 0 | 0 | 0 | 4695.142 | 44030.5578 | 0 | 30821.3905 | 5931143.0553 | 5931.1431 | 180186.6245 | 5876.5451
2 | 4 | 16 | 5 | 419.3205 | 0.24 | 32970.6702 | 0.37854 | 0 | 32970.6702 | 0 | 0.92306 | 0 | 0 | 0 | 0 | 4615.2926 | 28355.3776 | 0 | 19848.7643 | 5950991.8196 | 5950.9918 | 180789.6249 | 5896.2111
2 | 4 | 17 | 5 | 138.0743 | 0.24 | 10856.6182 | 0.44406 | 0 | 10856.6182 | 0 | 1.172 | 0 | 0 | 0 | 0 | 5859.8018 | 4996.8164 | 0 | 3497.7715 | 5954489.5911 | 5954.4896 | 180895.8863 | 5899.6767
2 | 4 | 18 | 4.4 | 0.34922 | 0.24 | 27.4586 | 0.46327 | 0 | 27.4586 | 0 | 1.213 | 0 | 0 | 0 | 0 | 6065.1288 | -6037.6701 | -8625.243 | 0 | 5945864.348 | 5945.8643 | 180633.8536 | 5891.1308
2 | 4 | 19 | 4.4 | 0 | 0.24 | 0 | 0.46971 | 0 | 0 | 0 | 1.3387 | 0 | 0 | 0 | 0 | 6693.6572 | -6693.6572 | -9562.3675 | 0 | 5936301.9806 | 5936.302 | 180343.3513 | 5881.6565
2 | 4 | 20 | 3.9 | 0 | 0.24 | 0 | 0.50435 | 0 | 0 | 0 | 1.5247 | 0 | 0 | 0 | 0 | 7623.3319 | -7623.3319 | -10890.4741 | 0 | 5925411.5065 | 5925.4115 | 180012.5015 | 5870.8663
2 | 4 | 21 | 3.9 | 0 | 0.24 | 0 | 0.51777 | 0 | 0 | 0 | 1.6825 | 0 | 0 | 0 | 0 | 8412.6998 | -8412.6998 | -12018.1425 | 0 | 5913393.364 | 5913.3934 | 179647.3933 | 5858.9588
2 | 4 | 22 | 3.3 | 0 | 0.24 | 0 | 0.50383 | 0 | 0 | 0 | 1.545 | 0 | 0 | 0 | 0 | 7724.8546 | -7724.8546 | -11035.5066 | 0 | 5902357.8574 | 5902.3579 | 179312.1374 | 5848.0248
2 | 4 | 23 | 2.8 | 0 | 0.24 | 0 | 0.46385 | 0 | 0 | 0 | 1.0132 | 0 | 0 | 0 | 0 | 5065.8711 | -5065.8711 | -7236.9588 | 0 | 5895120.8986 | 5895.1209 | 179092.2805 | 5840.8545
2 | 5 | 0 | 2.8 | 0 | 0.24 | 0 | 0.41326 | 0 | 0 | 0 | 0.78731 | 0 | 0 | 0 | 0 | 3936.5731 | -3936.5731 | -5623.6759 | 0 | 5889497.2227 | 5889.4972 | 178921.4346 | 5835.2826
2 | 5 | 1 | 2.2 | 0 | 0.24 | 0 | 0.38179 | 0 | 0 | 0 | 0.74762 | 0 | 0 | 0 | 0 | 3738.0905 | -3738.0905 | -5340.1292 | 0 | 5884157.0935 | 5884.1571 | 178759.2028 | 5829.9916
2 | 5 | 2 | 2.2 | 0 | 0.24 | 0 | 0.36025 | 0 | 0 | 0 | 0.77933 | 0 | 0 | 0 | 0 | 3896.6485 | -3896.6485 | -5566.6407 | 0 | 5878590.4529 | 5878.5905 | 178590.0897 | 5824.4762
2 | 5 | 3 | 2.2 | 0 | 0.24 | 0 | 0.34716 | 0 | 0 | 0 | 0.78914 | 0 | 0 | 0 | 0 | 3945.6988 | -3945.6988 | -5636.7125 | 0 | 5872953.7403 | 5872.9537 | 178418.8478 | 5818.8914
2 | 5 | 4 | 2.2 | 0 | 0.24 | 0 | 0.33006 | 0 | 0 | 0 | 0.79553 | 0 | 0 | 0 | 0 | 3977.6385 | -3977.6385 | -5682.3407 | 0 | 5867271.3996 | 5867.2714 | 178246.2197 | 5813.2614
2 | 5 | 5 | 2.8 | 0 | 0.24 | 0 | 0.33984 | 0 | 0 | 0 | 0.89705 | 0 | 0 | 0 | 0 | 4485.2523 | -4485.2523 | -6407.5032 | 0 | 5860863.8964 | 5860.8639 | 178051.5614 | 5806.9128
2 | 5 | 6 | 2.8 | 0 | 0.24 | 0 | 0.32019 | 0 | 0 | 0 | 1.1651 | 0 | 0 | 0 | 0 | 5825.5807 | -5825.5807 | -8322.2581 | 0 | 5852541.6382 | 5852.5416 | 177798.7333 | 5798.6672
2 | 5 | 7 | 2.8 | 30.2464 | 0.24 | 2378.2358 | 0.3325 | 0 | 2378.2358 | 0 | 1.3216 | 0 | 0 | 0 | 0 | 6608.1044 | -4229.8686 | -6042.6694 | 0 | 5846498.9688 | 5846.499 | 177615.1585 | 5792.6801
2 | 5 | 8 | 3.3 | 218.7769 | 0.24 | 17202.162 | 0.33938 | 0 | 17202.162 | 0 | 1.3314 | 0 | 0 | 0 | 0 | 6657.1547 | 10545.0073 | 0 | 7381.5051 | 5853880.474 | 5853.8805 | 177839.4068 | 5799.9937
2 | 5 | 9 | 3.3 | 127.9008 | 0.24 | 10056.6903 | 0.31536 | 0 | 10056.6903 | 0 | 1.3629 | 0 | 0 | 0 | 0 | 6814.572 | 3242.1183 | 0 | 2269.4828 | 5856149.9568 | 5856.15 | 177908.3531 | 5802.2423
2 | 5 | 10 | 3.9 | 177.2792 | 0.24 | 13939.2511 | 0.31228 | 0 | 13939.2511 | 0 | 1.2956 | 0 | 0 | 0 | 0 | 6478.064 | 7461.1872 | 0 | 5222.831 | 5861372.7878 | 5861.3728 | 178067.0214 | 5807.417
2 | 5 | 11 | 4.4 | 786.7934 | 0.24 | 61864.6195 | 0.33768 | 0 | 61864.6195 | 0 | 1.1617 | 0 | 0 | 0 | 0 | 5808.4701 | 56056.1494 | 0 | 39239.3046 | 5900612.0924 | 5900.6121 | 179259.1015 | 5846.2951
2 | 5 | 12 | 4.4 | 934.5145 | 0.24 | 73479.7556 | 0.38089 | 0 | 73479.7556 | 0 | 1.2977 | 0 | 0 | 0 | 0 | 6488.3303 | 66991.4252 | 0 | 46893.9977 | 5947506.09 | 5947.5061 | 180683.7293 | 5892.7575
2 | 5 | 13 | 5 | 867.574 | 0.24 | 68216.3013 | 0.42827 | 0 | 68216.3013 | 0 | 1.3725 | 0 | 0 | 0 | 0 | 6862.4816 | 61353.8197 | 0 | 42947.6738 | 5990453.7638 | 5990.4538 | 181988.4688 | 5935.3098
2 | 5 | 14 | 5.6 | 815.1809 | 0.24 | 64096.6949 | 0.4333 | 0 | 64096.6949 | 0 | 1.2719 | 0 | 0 | 0 | 0 | 6359.4307 | 57737.2642 | 0 | 40416.0849 | 6030869.8487 | 6030.8698 | 183216.2992 | 5975.3538
2 | 5 | 15 | 5.6 | 654.1245 | 0.24 | 51433.0213 | 0.43251 | 0 | 51433.0213 | 0 | 1.0734 | 0 | 0 | 0 | 0 | 5367.0173 | 46066.0041 | 0 | 32246.2028 | 6063116.0516 | 6063.1161 | 184195.9307 | 6007.3032
2 | 5 | 16 | 6.1 | 394.204 | 0.24 | 30995.7876 | 0.36512 | 0 | 30995.7876 | 0 | 1.0061 | 0 | 0 | 0 | 0 | 5030.5093 | 25965.2783 | 0 | 18175.6948 | 6081291.7464 | 6081.2917 | 184748.1037 | 6025.3116
2 | 5 | 17 | 5.6 | 132.5096 | 0.24 | 10419.0676 | 0.29252 | 0 | 10419.0676 | 0 | 1.2062 | 0 | 0 | 0 | 0 | 6030.9076 | 4388.16 | 0 | 3071.712 | 6084363.4584 | 6084.3635 | 184841.4215 | 6028.355
2 | 5 | 18 | 5.6 | 0.85553 | 0.24 | 67.2689 | 0.24813 | 0 | 67.2689 | 0 | 1.3707 | 0 | 0 | 0 | 0 | 6853.3559 | -6786.087 | -9694.41 | 0 | 6074669.0484 | 6074.669 | 184546.9078 | 6018.7498
2 | 5 | 19 | 5.6 | 0 | 0.24 | 0 | 0.31516 | 0 | 0 | 0 | 1.5402 | 0 | 0 | 0 | 0 | 7700.8998 | -7700.8998 | -11001.2854 | 0 | 6063667.7629 | 6063.6678 | 184212.6915 | 6007.8498
2 | 5 | 20 | 5.6 | 0 | 0.24 | 0 | 0.38113 | 0 | 0 | 0 | 1.6408 | 0 | 0 | 0 | 0 | 8203.9507 | -8203.9507 | -11719.9296 | 0 | 6051947.8333 | 6051.9478 | 183856.643 | 5996.2378
2 | 5 | 21 | 5 | 0 | 0.24 | 0 | 0.42899 | 0 | 0 | 0 | 1.6981 | 0 | 0 | 0 | 0 | 8490.2677 | -8490.2677 | -12128.9539 | 0 | 6039818.8795 | 6039.8189 | 183488.1685 | 5984.2205
2 | 5 | 22 | 5 | 0 | 0.24 | 0 | 0.43245 | 0 | 0 | 0 | 1.602 | 0 | 0 | 0 | 0 | 8010.0309 | -8010.0309 | -11442.9012 | 0 | 6028375.9782 | 6028.376 | 183140.536 | 5972.8829
2 | 5 | 23 | 5 | 0 | 0.24 | 0 | 0.46915 | 0 | 0 | 0 | 1.253 | 0 | 0 | 0 | 0 | 6264.7521 | -6264.7521 | -8949.6459 | 0 | 6019426.3323 | 6019.4263 | 182868.6481 | 5964.0157
2 | 6 | 0 | 4.4 | 0 | 0.24 | 0 | 0.47797 | 0 | 0 | 0 | 0.90732 | 0 | 0 | 0 | 0 | 4536.584 | -4536.584 | -6480.8343 | 0 | 6012945.498 | 6012.9455 | 182671.762 | 5957.5945
2 | 6 | 1 | 4.4 | 0 | 0.24 | 0 | 0.48087 | 0 | 0 | 0 | 0.82154 | 0 | 0 | 0 | 0 | 4107.6789 | -4107.6789 | -5868.1127 | 0 | 6007077.3853 | 6007.0774 | 182493.4902 | 5951.7804
2 | 6 | 2 | 4.4 | 0 | 0.24 | 0 | 0.47429 | 0 | 0 | 0 | 0.84412 | 0 | 0 | 0 | 0 | 4220.6087 | -4220.6087 | -6029.441 | 0 | 6001047.9443 | 6001.0479 | 182310.3173 | 5945.8064
2 | 6 | 3 | 3.9 | 0 | 0.24 | 0 | 0.47004 | 0 | 0 | 0 | 0.85986 | 0 | 0 | 0 | 0 | 4299.3173 | -4299.3173 | -6141.8819 | 0 | 5994906.0624 | 5994.9061 | 182123.7285 | 5939.7211
2 | 6 | 4 | 3.9 | 0 | 0.24 | 0 | 0.46112 | 0 | 0 | 0 | 0.82724 | 0 | 0 | 0 | 0 | 4136.1965 | -4136.1965 | -5908.8522 | 0 | 5988997.2103 | 5988.9972 | 181944.219 | 5933.8666
2 | 6 | 5 | 3.9 | 0 | 0.24 | 0 | 0.46894 | 0 | 0 | 0 | 0.88975 | 0 | 0 | 0 | 0 | 4448.7497 | -4448.7497 | -6355.3567 | 0 | 5982641.8536 | 5982.6419 | 181751.1449 | 5927.5698
2 | 6 | 6 | 3.9 | 0 | 0.24 | 0 | 0.44494 | 0 | 0 | 0 | 0.90047 | 0 | 0 | 0 | 0 | 4502.3628 | -4502.3628 | -6431.9469 | 0 | 5976209.9066 | 5976.2099 | 181555.744 | 5921.1971
2 | 6 | 7 | 3.9 | 26.8025 | 0.24 | 2107.4469 | 0.40499 | 0 | 2107.4469 | 0 | 0.96641 | 0 | 0 | 0 | 0 | 4832.0266 | -2724.5797 | -3892.2567 | 0 | 5972317.65 | 5972.3176 | 181437.4982 | 5917.3406
2 | 6 | 8 | 4.4 | 188.4295 | 0.24 | 14815.9836 | 0.39057 | 0 | 14815.9836 | 0 | 1.3116 | 0 | 0 | 0 | 0 | 6557.9133 | 8258.0702 | 0 | 5780.6492 | 5978098.2992 | 5978.0983 | 181613.1129 | 5923.0681
2 | 6 | 9 | 5 | 281.0237 | 0.24 | 22096.5579 | 0.35167 | 0 | 22096.5579 | 0 | 1.1681 | 0 | 0 | 0 | 0 | 5840.4099 | 16256.148 | 0 | 11379.3036 | 5989477.6028 | 5989.4776 | 181958.8132 | 5934.3426
2 | 6 | 10 | 5.6 | 489.9016 | 0.24 | 38520.3724 | 0.3394 | 0 | 38520.3724 | 0 | 1.0901 | 0 | 0 | 0 | 0 | 5450.2887 | 33070.0836 | 0 | 23149.0586 | 6012626.6613 | 6012.6267 | 182662.0758 | 5957.2786
2 | 6 | 11 | 5.6 | 130.7333 | 0.24 | 10279.4051 | 0.33842 | 0 | 10279.4051 | 0 | 1.1288 | 0 | 0 | 0 | 0 | 5644.2086 | 4635.1965 | 0 | 3244.6376 | 6015871.2989 | 6015.8713 | 182760.6471 | 5960.4933
2 | 6 | 12 | 6.1 | 410.0769 | 0.24 | 32243.8583 | 0.36136 | 0 | 32243.8583 | 0 | 1.3609 | 0 | 0 | 0 | 0 | 6804.3056 | 25439.5526 | 0 | 17807.6868 | 6033678.9857 | 6033.679 | 183301.6401 | 5978.1371
2 | 6 | 13 | 6.7 | 860.3232 | 0.24 | 67646.1784 | 0.37492 | 0 | 67646.1784 | 0 | 1.1936 | 0 | 0 | 0 | 0 | 5968.1688 | 61678.0095 | 0 | 43174.6067 | 6076853.5924 | 6076.8536 | 184613.2737 | 6020.9143
2 | 6 | 14 | 6.7 | 825.9732 | 0.24 | 64945.2795 | 0.39645 | 0 | 64945.2795 | 0 | 1.075 | 0 | 0 | 0 | 0 | 5375.0022 | 59570.2773 | 0 | 41699.1941 | 6118552.7865 | 6118.5528 | 185880.0847 | 6062.2296
2 | 6 | 15 | 6.7 | 655.1031 | 0.24 | 51509.972 | 0.39603 | 0 | 51509.972 | 0 | 0.88222 | 0 | 0 | 0 | 0 | 4411.1064 | 47098.8656 | 0 | 32969.2059 | 6151521.9924 | 6151.522 | 186881.6808 | 6094.8953
2 | 6 | 16 | 6.7 | 400.5804 | 0.24 | 31497.1525 | 0.41617 | 0 | 31497.1525 | 0 | 0.91462 | 0 | 0 | 0 | 0 | 4573.0866 | 26924.066 | 0 | 18846.8462 | 6170368.8386 | 6170.3688 | 187454.2432 | 6113.5687
2 | 6 | 17 | 6.1 | 85.8748 | 0.24 | 6752.2297 | 0.4283 | 0 | 6752.2297 | 0 | 1.0159 | 0 | 0 | 0 | 0 | 5079.5596 | 1672.6701 | 0 | 1170.8691 | 6171539.7077 | 6171.5397 | 187489.8139 | 6114.7288
2 | 6 | 18 | 6.1 | 0.6798 | 0.24 | 53.452 | 0.43323 | 0 | 53.452 | 0 | 1.1047 | 0 | 0 | 0 | 0 | 5523.2939 | -5469.8419 | -7814.0598 | 0 | 6163725.6478 | 6163.7256 | 187252.4247 | 6106.9867
2 | 6 | 19 | 6.1 | 0 | 0.24 | 0 | 0.42835 | 0 | 0 | 0 | 1.1183 | 0 | 0 | 0 | 0 | 5591.7362 | -5591.7362 | -7988.1945 | 0 | 6155737.4533 | 6155.7375 | 187009.7454 | 6099.072
2 | 6 | 20 | 6.1 | 0 | 0.24 | 0 | 0.47673 | 0 | 0 | 0 | 1.1854 | 0 | 0 | 0 | 0 | 5927.1034 | -5927.1034 | -8467.2906 | 0 | 6147270.1627 | 6147.2702 | 186752.5113 | 6090.6826
2 | 6 | 21 | 6.1 | 0 | 0.24 | 0 | 0.51075 | 0 | 0 | 0 | 1.349 | 0 | 0 | 0 | 0 | 6744.989 | -6744.989 | -9635.6985 | 0 | 6137634.4641 | 6137.6345 | 186459.7812 | 6081.1356
2 | 6 | 22 | 6.1 | 0 | 0.24 | 0 | 0.5127 | 0 | 0 | 0 | 1.4859 | 0 | 0 | 0 | 0 | 7429.412 | -7429.412 | -10613.4457 | 0 | 6127021.0184 | 6127.021 | 186137.3474 | 6070.6199
2 | 6 | 23 | 6.1 | 0 | 0.24 | 0 | 0.51577 | 0 | 0 | 0 | 1.1574 | 0 | 0 | 0 | 0 | 5786.7967 | -5786.7967 | -8266.8525 | 0 | 6118754.166 | 6118.7542 | 185886.2025 | 6062.4291
2 | 7 | 0 | 6.1 | 0 | 0.24 | 0 | 0.48001 | 0 | 0 | 0 | 0.87355 | 0 | 0 | 0 | 0 | 4367.7596 | -4367.7596 | -6239.6566 | 0 | 6112514.5093 | 6112.5145 | 185696.6433 | 6056.2469
2 | 7 | 1 | 6.7 | 0 | 0.24 | 0 | 0.46947 | 0 | 0 | 0 | 0.77682 | 0 | 0 | 0 | 0 | 3884.1007 | -3884.1007 | -5548.7153 | 0 | 6106965.794 | 6106.9658 | 185528.0748 | 6050.7493
2 | 7 | 2 | 6.7 | 0 | 0.24 | 0 | 0.46598 | 0 | 0 | 0 | 0.78366 | 0 | 0 | 0 | 0 | 3918.3219 | -3918.3219 | -5597.6026 | 0 | 6101368.1914 | 6101.3682 | 185358.021 | 6045.2032
2 | 7 | 3 | 7.2 | 0 | 0.24 | 0 | 0.45864 | 0 | 0 | 0 | 0.84937 | 0 | 0 | 0 | 0 | 4246.8449 | -4246.8449 | -6066.9213 | 0 | 6095301.2701 | 6095.3013 | 185173.7095 | 6039.1921
2 | 7 | 4 | 7.2 | 0 | 0.24 | 0 | 0.4707 | 0 | 0 | 0 | 0.87287 | 0 | 0 | 0 | 0 | 4364.3375 | -4364.3375 | -6234.7679 | 0 | 6089066.5022 | 6089.0665 | 184984.2988 | 6033.0148
2 | 7 | 5 | 7.8 | 0 | 0.24 | 0 | 0.44684 | 0 | 0 | 0 | 0.88291 | 0 | 0 | 0 | 0 | 4414.5285 | -4414.5285 | -6306.4694 | 0 | 6082760.0329 | 6082.76 | 184792.7099 | 6026.7664
2 | 7 | 6 | 7.8 | 0 | 0.24 | 0 | 0.40708 | 0 | 0 | 0 | 0.93127 | 0 | 0 | 0 | 0 | 4656.358 | -4656.358 | -6651.94 | 0 | 6076108.0928 | 6076.1081 | 184590.6256 | 6020.1756
2 | 7 | 7 | 7.8 | 4.1111 | 0.24 | 323.2517 | 0.36999 | 0 | 323.2517 | 0 | 1.0615 | 0 | 0 | 0 | 0 | 5307.7006 | -4984.4489 | -7120.6412 | 0 | 6068987.4516 | 6068.9875 | 184374.3023 | 6013.1206
2 | 7 | 8 | 8.3 | 47.6889 | 0.24 | 3749.7201 | 0.36169 | 0 | 3749.7201 | 0 | 1.1514 | 0 | 0 | 0 | 0 | 5757.1384 | -2007.4183 | -2867.7404 | 0 | 6066119.7112 | 6066.1197 | 184287.1811 | 6010.2792
2 | 7 | 9 | 9.4 | 148.2218 | 0.24 | 11654.505 | 0.36307 | 0 | 11654.505 | 0 | 1.179 | 0 | 0 | 0 | 0 | 5895.1637 | 5759.3413 | 0 | 4031.5389 | 6070151.2501 | 6070.1513 | 184409.6582 | 6014.2736
2 | 7 | 10 | 12.2 | 215.7406 | 0.24 | 16963.4223 | 0.4023 | 0 | 16963.4223 | 0 | 1.2899 | 0 | 0 | 0 | 0 | 6449.5464 | 10513.876 | 0 | 7359.7132 | 6077510.9632 | 6077.511 | 184633.2445 | 6021.5656
2 | 7 | 11 | 13.9 | 140.6 | 0.24 | 11055.2093 | 0.39181 | 0 | 11055.2093 | 0 | 1.5984 | 0 | 0 | 0 | 0 | 7991.7796 | 3063.4297 | 0 | 2144.4008 | 6079655.364 | 6079.6554 | 184698.3908 | 6023.6903
2 | 7 | 12 | 15 | 180.8896 | 0.24 | 14223.1327 | 0.36408 | 0 | 14223.1327 | 0 | 1.8924 | 0 | 0 | 0 | 0 | 9462.1484 | 4760.9843 | 0 | 3332.689 | 6082988.053 | 6082.9881 | 184799.6371 | 6026.9923
2 | 7 | 13 | 16.1 | 338.8673 | 0.24 | 26644.7277 | 0.33122 | 0 | 26644.7277 | 0 | 1.5963 | 0 | 0 | 0 | 0 | 7981.5132 | 18663.2145 | 0 | 13064.2502 | 6096052.3032 | 6096.0523 | 185196.5257 | 6039.9363
2 | 7 | 14 | 16.1 | 381.9997 | 0.24 | 30036.177 | 0.33063 | 0 | 30036.177 | 0 | 1.4003 | 0 | 0 | 0 | 0 | 7001.6476 | 23034.5294 | 0 | 16124.1706 | 6112176.4738 | 6112.1765 | 185686.3739 | 6055.912
2 | 7 | 15 | 14.4 | 469.5459 | 0.24 | 36919.832 | 0.31611 | 0 | 36919.832 | 0 | 1.2062 | 0 | 0 | 0 | 0 | 6030.9076 | 30888.9244 | 0 | 21622.2471 | 6133798.7208 | 6133.7987 | 186343.2523 | 6077.3352
2 | 7 | 16 | 13.9 | 336.8362 | 0.24 | 26485.029 | 0.32184 | 0 | 26485.029 | 0 | 1.1656 | 0 | 0 | 0 | 0 | 5827.8621 | 20657.1669 | 0 | 14460.0168 | 6148258.7377 | 6148.2587 | 186782.5439 | 6091.6621
2 | 7 | 17 | 12.8 | 100.9272 | 0.24 | 7935.7877 | 0.32139 | 0 | 7935.7877 | 0 | 1.2664 | 0 | 0 | 0 | 0 | 6332.0537 | 1603.7339 | 0 | 1122.6137 | 6149381.3514 | 6149.3814 | 186816.6487 | 6092.7744
2 | 7 | 18 | 9.4 | 1.1815 | 0.24 | 92.9027 | 0.31833 | 0 | 92.9027 | 0 | 1.3839 | 0 | 0 | 0 | 0 | 6919.5168 | -6826.6142 | -9752.306 | 0 | 6139629.0454 | 6139.629 | 186520.3761 | 6083.1119
2 | 7 | 19 | 8.9 | 0 | 0.24 | 0 | 0.35058 | 0 | 0 | 0 | 1.6543 | 0 | 0 | 0 | 0 | 8271.2523 | -8271.2523 | -11816.0748 | 0 | 6127812.9707 | 6127.813 | 186161.4067 | 6071.4046
2 | 7 | 20 | 8.3 | 0 | 0.24 | 0 | 0.38664 | 0 | 0 | 0 | 1.866 | 0 | 0 | 0 | 0 | 9329.8266 | -9329.8266 | -13328.3237 | 0 | 6114484.6469 | 6114.4846 | 185756.4956 | 6058.1989
2 | 7 | 21 | 8.3 | 0 | 0.24 | 0 | 0.37417 | 0 | 0 | 0 | 1.8644 | 0 | 0 | 0 | 0 | 9321.8417 | -9321.8417 | -13316.9167 | 0 | 6101167.7303 | 6101.1677 | 185351.931 | 6045.0046
2 | 7 | 22 | 6.7 | 0 | 0.24 | 0 | 0.35949 | 0 | 0 | 0 | 1.7806 | 0 | 0 | 0 | 0 | 8903.2029 | -8903.2029 | -12718.8613 | 0 | 6088448.8689 | 6088.4489 | 184965.5353 | 6032.4028
2 | 7 | 23 | 4.4 | 0 | 0.24 | 0 | 0.35413 | 0 | 0 | 0 | 1.6431 | 0 | 0 | 0 | 0 | 8215.3578 | -8215.3578 | -11736.2254 | 0 | 6076712.6435 | 6076.7126 | 184608.9917 | 6020.7746
2 | 8 | 0 | 3.9 | 0 | 0.24 | 0 | 0.34763 | 0 | 0 | 0 | 1.2187 | 0 | 0 | 0 | 0 | 6093.6464 | -6093.6464 | -8705.2091 | 0 | 6068007.4344 | 6068.0074 | 184344.5297 | 6012.1496
2 | 8 | 1 | 3.9 | 0 | 0.24 | 0 | 0.33957 | 0 | 0 | 0 | 1.0228 | 0 | 0 | 0 | 0 | 5113.7807 | -5113.7807 | -7305.4011 | 0 | 6060702.0333 | 6060.702 | 184122.5934 | 6004.9114
2 | 8 | 2 | 3.3 | 0 | 0.24 | 0 | 0.35709 | 0 | 0 | 0 | 1.0228 | 0 | 0 | 0 | 0 | 5113.7807 | -5113.7807 | -7305.4011 | 0 | 6053396.6323 | 6053.3966 | 183900.6572 | 5997.6732
2 | 8 | 3 | 3.3 | 0 | 0.24 | 0 | 0.35424 | 0 | 0 | 0 | 0.99082 | 0 | 0 | 0 | 0 | 4954.082 | -4954.082 | -7077.2601 | 0 | 6046319.3722 | 6046.3194 | 183685.6518 | 5990.6611
2 | 8 | 4 | 1.1 | 0 | 0.24 | 0 | 0.34297 | 0 | 0 | 0 | 0.91462 | 0 | 0 | 0 | 0 | 4573.0866 | -4573.0866 | -6532.9808 | 0 | 6039786.3914 | 6039.7864 | 183487.1815 | 5984.1883
2 | 8 | 5 | 1.7 | 0 | 0.24 | 0 | 0.32442 | 0 | 0 | 0 | 0.76678 | 0 | 0 | 0 | 0 | 3833.9097 | -3833.9097 | -5477.0138 | 0 | 6034309.3776 | 6034.3094 | 183320.7912 | 5978.7617
2 | 8 | 6 | 0.6 | 0 | 0.24 | 0 | 0.31336 | 0 | 0 | 0 | 0.85986 | 0 | 0 | 0 | 0 | 4299.3173 | -4299.3173 | -6141.8819 | 0 | 6028167.4957 | 6028.1675 | 183134.2024 | 5972.6764
2 | 8 | 7 | 0 | 18.6645 | 0.24 | 1467.5699 | 0.30614 | 0 | 1467.5699 | 0 | 1.0171 | 0 | 0 | 0 | 0 | 5085.2631 | -3617.6932 | -5168.1332 | 0 | 6022999.3626 | 6022.9994 | 182977.1958 | 5967.5558
2 | 8 | 8 | 2.8 | 144.2697 | 0.24 | 11343.753 | 0.31524 | 0 | 11343.753 | 0 | 0.92762 | 0 | 0 | 0 | 0 | 4638.1067 | 6705.6462 | 0 | 4693.9524 | 6027693.3149 | 6027.6933 | 183119.7969 | 5972.2065
2 | 8 | 9 | 3.9 | 92.9111 | 0.24 | 7305.4892 | 0.24454 | 0 | 7305.4892 | 0 | 0.82382 | 0 | 0 | 0 | 0 | 4119.0859 | 3186.4032 | 0 | 2230.4823 | 6029923.7972 | 6029.9238 | 183187.5584 | 5974.4165
2 | 8 | 10 | 5.6 | 151.2568 | 0.24 | 11893.1393 | 0.18996 | 0 | 11893.1393 | 0 | 0.79941 | 0 | 0 | 0 | 0 | 3997.0305 | 7896.1088 | 0 | 5527.2762 | 6035451.0734 | 6035.4511 | 183355.4756 | 5979.8929
2 | 8 | 11 | 7.2 | 138.9556 | 0.24 | 10925.9086 | 0.1654 | 0 | 10925.9086 | 0 | 0.82405 | 0 | 0 | 0 | 0 | 4120.2266 | 6805.6819 | 0 | 4763.9774 | 6040215.0507 | 6040.2151 | 183500.2041 | 5984.613
2 | 8 | 12 | 8.9 | 434.8142 | 0.24 | 34188.9219 | 0.18678 | 0 | 34188.9219 | 0 | 0.96732 | 0 | 0 | 0 | 0 | 4836.5894 | 29352.3325 | 0 | 20546.6327 | 6060761.6834 | 6060.7617 | 184124.4056 | 6004.9705
2 | 8 | 13 | 10 | 191.8251 | 0.24 | 15082.9776 | 0.22279 | 0 | 15082.9776 | 0 | 1.0456 | 0 | 0 | 0 | 0 | 5227.8513 | 9855.1263 | 0 | 6898.5884 | 6067660.2719 | 6067.6603 | 184333.9829 | 6011.8056
2 | 8 | 14 | 11.1 | 127.4444 | 0.24 | 10020.8037 | 0.261 | 0 | 10020.8037 | 0 | 1.0061 | 0 | 0 | 0 | 0 | 5030.5093 | 4990.2945 | 0 | 3493.2061 | 6071153.478 | 6071.1535 | 184440.1057 | 6015.2666
2 | 8 | 15 | 10.6 | 108.5333 | 0.24 | 8533.8458 | 0.3002 | 0 | 8533.8458 | 0 | 0.861 | 0 | 0 | 0 | 0 | 4305.0209 | 4228.8249 | 0 | 2960.1774 | 6074113.6554 | 6074.1137 | 184530.0351 | 6018.1996
2 | 8 | 16 | 9.4 | 50.9778 | 0.24 | 4008.3215 | 0.31431 | 0 | 4008.3215 | 0 | 0.78207 | 0 | 0 | 0 | 0 | 3910.3369 | 97.9846 | 0 | 68.5892 | 6074182.2446 | 6074.1822 | 184532.1188 | 6018.2675
2 | 8 | 17 | 9.4 | 25.4889 | 0.24 | 2004.1607 | 0.32811 | 0 | 2004.1607 | 0 | 0.91941 | 0 | 0 | 0 | 0 | 4597.0414 | -2592.8806 | -3704.1152 | 0 | 6070478.1295 | 6070.4781 | 184419.5887 | 6014.5975
2 | 8 | 18 | 7.2 | 0 | 0.24 | 0 | 0.33252 | 0 | 0 | 0 | 1.1809 | 0 | 0 | 0 | 0 | 5904.2893 | -5904.2893 | -8434.6991 | 0 | 6062043.4304 | 6062.0434 | 184163.3447 | 6006.2405
2 | 8 | 19 | 5 | 0 | 0.24 | 0 | 0.36943 | 0 | 0 | 0 | 1.4033 | 0 | 0 | 0 | 0 | 7016.4768 | -7016.4768 | -10023.5382 | 0 | 6052019.8922 | 6052.0199 | 183858.8322 | 5996.3092
2 | 8 | 20 | 4.4 | 0 | 0.24 | 0 | 0.42438 | 0 | 0 | 0 | 1.5009 | 0 | 0 | 0 | 0 | 7504.6985 | -7504.6985 | -10720.9979 | 0 | 6041298.8942 | 6041.2989 | 183533.131 | 5985.6869
2 | 8 | 21 | 2.8 | 0 | 0.24 | 0 | 0.44372 | 0 | 0 | 0 | 1.5555 | 0 | 0 | 0 | 0 | 7777.327 | -7777.327 | -11110.4672 | 0 | 6030188.427 | 6030.1884 | 183195.5978 | 5974.6787
2 | 8 | 22 | 2.2 | 0 | 0.24 | 0 | 0.46019 | 0 | 0 | 0 | 1.3337 | 0 | 0 | 0 | 0 | 6668.5617 | -6668.5617 | -9526.5168 | 0 | 6020661.9103 | 6020.6619 | 182906.1846 | 5965.2399
2 | 8 | 23 | 2.8 | 0 | 0.24 | 0 | 0.46796 | 0 | 0 | 0 | 0.92055 | 0 | 0 | 0 | 0 | 4602.7449 | -4602.7449 | -6575.3498 | 0 | 6014086.5605 | 6014.0866 | 182706.4272 | 5958.725
2 | 9 | 0 | 1.7 | 0 | 0.24 | 0 | 0.45098 | 0 | 0 | 0 | 0.86169 | 0 | 0 | 0 | 0 | 4308.443 | -4308.443 | -6154.9185 | 0 | 6007931.6419 | 6007.9316 | 182519.4423 | 5952.6268
2 | 9 | 1 | 2.8 | 0 | 0.24 | 0 | 0.44351 | 0 | 0 | 0 | 0.94975 | 0 | 0 | 0 | 0 | 4748.7551 | -4748.7551 | -6783.9359 | 0 | 6001147.706 | 6001.1477 | 182313.348 | 5945.9053
2 | 9 | 2 | 3.3 | 0 | 0.24 | 0 | 0.43143 | 0 | 0 | 0 | 0.86694 | 0 | 0 | 0 | 0 | 4334.6792 | -4334.6792 | -6192.3988 | 0 | 5994955.3072 | 5994.9553 | 182125.2245 | 5939.7699
2 | 9 | 3 | 2.2 | 0 | 0.24 | 0 | 0.4347 | 0 | 0 | 0 | 0.82701 | 0 | 0 | 0 | 0 | 4135.0558 | -4135.0558 | -5907.2226 | 0 | 5989048.0846 | 5989.0481 | 181945.7646 | 5933.9171
2 | 9 | 4 | 3.9 | 0 | 0.24 | 0 | 0.42807 | 0 | 0 | 0 | 0.87264 | 0 | 0 | 0 | 0 | 4363.1968 | -4363.1968 | -6233.1383 | 0 | 5982814.9463 | 5982.8149 | 181756.4034 | 5927.7413
2 | 9 | 5 | 5.6 | 0 | 0.24 | 0 | 0.43339 | 0 | 0 | 0 | 0.90481 | 0 | 0 | 0 | 0 | 4524.0362 | -4524.0362 | -6462.9089 | 0 | 5976352.0374 | 5976.352 | 181560.0619 | 5921.3379
2 | 9 | 6 | 6.1 | 0 | 0.24 | 0 | 0.41581 | 0 | 0 | 0 | 0.99059 | 0 | 0 | 0 | 0 | 4952.9413 | -4952.9413 | -7075.6305 | 0 | 5969276.4069 | 5969.2764 | 181345.106 | 5914.3274
2 | 9 | 7 | 6.7 | 4.1111 | 0.24 | 323.2517 | 0.39654 | 0 | 323.2517 | 0 | 0.97941 | 0 | 0 | 0 | 0 | 4897.0468 | -4573.7951 | -6533.9929 | 0 | 5962742.414 | 5962.7424 | 181146.605 | 5907.8535
2 | 9 | 8 | 7.2 | 42.7556 | 0.24 | 3361.818 | 0.36523 | 0 | 3361.818 | 0 | 0.95751 | 0 | 0 | 0 | 0 | 4787.5391 | -1425.7211 | -2036.7444 | 0 | 5960705.6696 | 5960.7057 | 181084.7292 | 5905.8355
2 | 9 | 9 | 8.3 | 186.8631 | 0.24 | 14692.823 | 0.30055 | 0 | 14692.823 | 0 | 1.0339 | 0 | 0 | 0 | 0 | 5169.6753 | 9523.1477 | 0 | 6666.2034 | 5967371.873 | 5967.3719 | 181287.2468 | 5912.4404
2 | 9 | 10 | 9.4 | 309.9438 | 0.24 | 24370.5076 | 0.26733 | 0 | 24370.5076 | 0 | 0.99104 | 0 | 0 | 0 | 0 | 4955.2227 | 19415.2848 | 0 | 13590.6994 | 5980962.5724 | 5980.9626 | 181700.1288 | 5925.906
2 | 9 | 11 | 10 | 596.7026 | 0.24 | 46918.0133 | 0.26545 | 0 | 46918.0133 | 0 | 1.012 | 0 | 0 | 0 | 0 | 5060.1676 | 41857.8457 | 0 | 29300.492 | 6010263.0644 | 6010.2631 | 182590.2703 | 5954.9367
2 | 9 | 12 | 11.1 | 793.1517 | 0.24 | 62364.566 | 0.28406 | 0 | 62364.566 | 0 | 1.1434 | 0 | 0 | 0 | 0 | 5717.2137 | 56647.3523 | 0 | 39653.1466 | 6049916.211 | 6049.9162 | 183794.9229 | 5994.2249
2 | 9 | 13 | 11.1 | 803.9727 | 0.24 | 63215.4115 | 0.28159 | 0 | 63215.4115 | 0 | 1.3068 | 0 | 0 | 0 | 0 | 6533.9585 | 56681.453 | 0 | 39677.0171 | 6089593.2281 | 6089.5932 | 185000.3006 | 6033.5366
2 | 9 | 14 | 12.2 | 333.5018 | 0.24 | 26222.8458 | 0.28368 | 0 | 26222.8458 | 0 | 1.2028 | 0 | 0 | 0 | 0 | 6013.797 | 20209.0488 | 0 | 14146.3341 | 6103739.5622 | 6103.7396 | 185430.0626 | 6047.5528
2 | 9 | 15 | 12.8 | 126.4122 | 0.24 | 9939.6434 | 0.28248 | 0 | 9939.6434 | 0 | 1.1279 | 0 | 0 | 0 | 0 | 5639.6458 | 4299.9976 | 0 | 3009.9983 | 6106749.5606 | 6106.7496 | 185521.5056 | 6050.535
2 | 9 | 16 | 12.2 | 142.6155 | 0.24 | 11213.6879 | 0.29074 | 0 | 11213.6879 | 0 | 1.1409 | 0 | 0 | 0 | 0 | 5704.666 | 5509.0219 | 0 | 3856.3153 | 6110605.8759 | 6110.6059 | 185638.6595 | 6054.3559
2 | 9 | 17 | 12.2 | 52.471 | 0.24 | 4125.7343 | 0.29471 | 0 | 4125.7343 | 0 | 1.1685 | 0 | 0 | 0 | 0 | 5842.6913 | -1716.9569 | -2452.7956 | 0 | 6108153.0803 | 6108.1531 | 185564.1442 | 6051.9256
2 | 9 | 18 | 12.8 | 0.33291 | 0.24 | 26.1766 | 0.30024 | 0 | 26.1766 | 0 | 1.2648 | 0 | 0 | 0 | 0 | 6324.0688 | -6297.8922 | -8996.9889 | 0 | 6099156.0914 | 6099.1561 | 185290.818 | 6043.0115
2 | 9 | 19 | 12.8 | 0 | 0.24 | 0 | 0.35765 | 0 | 0 | 0 | 1.1339 | 0 | 0 | 0 | 0 | 5669.3041 | -5669.3041 | -8099.0059 | 0 | 6091057.0855 | 6091.0571 | 185044.7722 | 6034.987
2 | 9 | 20 | 12.8 | 0 | 0.24 | 0 | 0.39995 | 0 | 0 | 0 | 1.1722 | 0 | 0 | 0 | 0 | 5860.9426 | -5860.9426 | -8372.7751 | 0 | 6082684.3104 | 6082.6843 | 184790.4094 | 6026.6913
2 | 9 | 21 | 13.3 | 0 | 0.24 | 0 | 0.37411 | 0 | 0 | 0 | 1.6787 | 0 | 0 | 0 | 0 | 8393.3078 | -8393.3078 | -11990.4397 | 0 | 6070693.8708 | 6070.6939 | 184426.1429 | 6014.8113
2 | 9 | 22 | 13.9 | 0 | 0.24 | 0 | 0.40515 | 0 | 0 | 0 | 1.5781 | 0 | 0 | 0 | 0 | 7890.2568 | -7890.2568 | -11271.7955 | 0 | 6059422.0753 | 6059.4221 | 184083.7086 | 6003.6432
2 | 9 | 23 | 14.4 | 0 | 0.24 | 0 | 0.34072 | 0 | 0 | 0 | 1.0036 | 0 | 0 | 0 | 0 | 5017.9615 | -5017.9615 | -7168.5165 | 0 | 6052253.5588 | 6052.2536 | 183865.9309 | 5996.5407
2 | 10 | 0 | 15.6 | 0 | 0.24 | 0 | 0.29816 | 0 | 0 | 0 | 0.93173 | 0 | 0 | 0 | 0 | 4658.6394 | -4658.6394 | -6655.1992 | 0 | 6045598.3596 | 6045.5984 | 183663.7476 | 5989.9468
2 | 10 | 1 | 14.4 | 0 | 0.24 | 0 | 0.30023 | 0 | 0 | 0 | 0.89568 | 0 | 0 | 0 | 0 | 4478.408 | -4478.408 | -6397.7258 | 0 | 6039200.6339 | 6039.2006 | 183469.3863 | 5983.6079
2 | 10 | 2 | 14.4 | 0 | 0.24 | 0 | 0.30268 | 0 | 0 | 0 | 0.93264 | 0 | 0 | 0 | 0 | 4663.2022 | -4663.2022 | -6661.7175 | 0 | 6032538.9164 | 6032.5389 | 183267.0051 | 5977.0075
2 | 10 | 3 | 14.4 | 0 | 0.24 | 0 | 0.34031 | 0 | 0 | 0 | 0.94564 | 0 | 0 | 0 | 0 | 4728.2224 | -4728.2224 | -6754.6035 | 0 | 6025784.3129 | 6025.7843 | 183061.8019 | 5970.3151
2 | 10 | 4 | 15 | 0 | 0.24 | 0 | 0.36534 | 0 | 0 | 0 | 0.89477 | 0 | 0 | 0 | 0 | 4473.8452 | -4473.8452 | -6391.2074 | 0 | 6019393.1054 | 6019.3931 | 182867.6386 | 5963.9827
2 | 10 | 5 | 13.3 | 0 | 0.24 | 0 | 0.38877 | 0 | 0 | 0 | 0.97758 | 0 | 0 | 0 | 0 | 4887.9211 | -4887.9211 | -6982.7445 | 0 | 6012410.3609 | 6012.4104 | 182655.5046 | 5957.0643
2 | 10 | 6 | 13.3 | 0 | 0.24 | 0 | 0.39786 | 0 | 0 | 0 | 1.1131 | 0 | 0 | 0 | 0 | 5565.4999 | -5565.4999 | -7950.7142 | 0 | 6004459.6467 | 6004.4596 | 182413.964 | 5949.1867
2 | 10 | 7 | 12.8 | 6.5778 | 0.24 | 517.2028 | 0.38486 | 0 | 517.2028 | 0 | 1.1298 | 0 | 0 | 0 | 0 | 5648.7714 | -5131.5686 | -7330.8123 | 0 | 5997128.8344 | 5997.1288 | 182191.2557 | 5941.9234
2 | 10 | 8 | 10.6 | 64.9556 | 0.24 | 5107.3774 | 0.35293 | 0 | 5107.3774 | 0 | 1.2749 | 0 | 0 | 0 | 0 | 6374.2598 | -1266.8824 | -1809.8321 | 0 | 5995319.0023 | 5995.319 | 182136.2735 | 5940.1302
2 | 10 | 9 | 6.7 | 96.2 | 0.24 | 7564.0906 | 0.32424 | 0 | 7564.0906 | 0 | 1.1957 | 0 | 0 | 0 | 0 | 5978.4352 | 1585.6554 | 0 | 1109.9588 | 5996428.9611 | 5996.429 | 182169.9938 | 5941.23
2 | 10 | 10 | 3.9 | 111.8222 | 0.24 | 8792.4471 | 0.28353 | 0 | 8792.4471 | 0 | 1.2573 | 0 | 0 | 0 | 0 | 6286.4255 | 2506.0216 | 0 | 1754.2151 | 5998183.1762 | 5998.1832 | 182223.2864 | 5942.9681
2 | 10 | 11 | 2.2 | 106.8889 | 0.24 | 8404.5451 | 0.21553 | 0 | 8404.5451 | 0 | 1.6677 | 0 | 0 | 0 | 0 | 8338.5539 | 65.9911 | 0 | 46.1938 | 5998229.37 | 5998.2294 | 182224.6897 | 5943.0138
2 | 10 | 12 | 0.6 | 255.1347 | 0.24 | 20060.9324 | 0.16202 | 0 | 20060.9324 | 0 | 1.4229 | 0 | 0 | 0 | 0 | 7114.5774 | 12946.355 | 0 | 9062.4485 | 6007291.8185 | 6007.2918 | 182500.0046 | 5951.9928
2 | 10 | 13 | -1.1 | 379.7591 | 0.24 | 29860.0054 | 0.12491 | 0 | 29860.0054 | 0 | 1.2575 | 0 | 0 | 0 | 0 | 6287.5662 | 23572.4391 | 0 | 16500.7074 | 6023792.5259 | 6023.7925 | 183001.2919 | 5968.3417
2 | 10 | 14 | -1.1 | 84.6889 | 0.24 | 6658.9857 | 0.097608 | 0 | 6658.9857 | 0 | 1.2064 | 0 | 0 | 0 | 0 | 6032.0483 | 626.9374 | 0 | 438.8562 | 6024231.3821 | 6024.2314 | 183014.6243 | 5968.7765
2 | 10 | 15 | -1.7 | 356.0379 | 0.24 | 27994.8357 | 0.091142 | 0 | 27994.8357 | 0 | 1.1736 | 0 | 0 | 0 | 0 | 5867.7868 | 22127.0489 | 0 | 15488.9343 | 6039720.3164 | 6039.7203 | 183485.1742 | 5984.1228
2 | 10 | 16 | -3.9 | 298.8312 | 0.24 | 23496.7357 | 0.093144 | 0 | 23496.7357 | 0 | 1.187 | 0 | 0 | 0 | 0 | 5935.0884 | 17561.6473 | 0 | 12293.1531 | 6052013.4695 | 6052.0135 | 183858.637 | 5996.3028
2 | 10 | 17 | -5.6 | 53.5839 | 0.24 | 4213.2395 | 0.11755 | 0 | 4213.2395 | 0 | 1.2101 | 0 | 0 | 0 | 0 | 6050.2996 | -1837.0601 | -2624.3716 | 0 | 6049389.0979 | 6049.3891 | 183778.9093 | 5993.7026
2 | 10 | 18 | -6.7 | 0.49585 | 0.24 | 38.9879 | 0.17421 | 0 | 38.9879 | 0 | 1.3027 | 0 | 0 | 0 | 0 | 6513.4258 | -6474.438 | -9249.1971 | 0 | 6040139.9008 | 6040.1399 | 183497.921 | 5984.5386
2 | 10 | 19 | -7.2 | 0 | 0.24 | 0 | 0.25723 | 0 | 0 | 0 | 1.3538 | 0 | 0 | 0 | 0 | 6768.9438 | -6768.9438 | -9669.9197 | 0 | 6030469.9811 | 6030.47 | 183204.1513 | 5974.9576
2 | 10 | 20 | -7.8 | 0 | 0.24 | 0 | 0.32743 | 0 | 0 | 0 | 1.4492 | 0 | 0 | 0 | 0 | 7245.7585 | -7245.7585 | -10351.0836 | 0 | 6020118.8975 | 6020.1189 | 182889.688 | 5964.7018
2 | 10 | 21 | -8.3 | 0 | 0.24 | 0 | 0.36973 | 0 | 0 | 0 | 1.615 | 0 | 0 | 0 | 0 | 8075.0511 | -8075.0511 | -11535.7872 | 0 | 6008583.1103 | 6008.5831 | 182539.2337 | 5953.2723
2 | 10 | 22 | -8.3 | 0 | 0.24 | 0 | 0.3906 | 0 | 0 | 0 | 1.7293 | 0 | 0 | 0 | 0 | 8646.5443 | -8646.5443 | -12352.2061 | 0 | 5996230.9042 | 5996.2309 | 182163.9768 | 5941.0337
2 | 10 | 23 | -8.9 | 0 | 0.24 | 0 | 0.44398 | 0 | 0 | 0 | 1.2422 | 0 | 0 | 0 | 0 | 6211.139 | -6211.139 | -8873.0557 | 0 | 5987357.8485 | 5987.3578 | 181894.4156 | 5932.2424
2 | 11 | 0 | -9.4 | 0 | 0.24 | 0 | 0.44998 | 0 | 0 | 0 | 1.0314 | 0 | 0 | 0 | 0 | 5157.1275 | -5157.1275 | -7367.3251 | 0 | 5979990.5234 | 5979.9905 | 181670.5982 | 5924.9429
2 | 11 | 1 | -9.4 | 0 | 0.24 | 0 | 0.46267 | 0 | 0 | 0 | 1.0508 | 0 | 0 | 0 | 0 | 5254.0875 | -5254.0875 | -7505.8392 | 0 | 5972484.6842 | 5972.4847 | 181442.5727 | 5917.5061
2 | 11 | 2 | -10 | 0 | 0.24 | 0 | 0.41927 | 0 | 0 | 0 | 1.0296 | 0 | 0 | 0 | 0 | 5148.0019 | -5148.0019 | -7354.2884 | 0 | 5965130.3957 | 5965.1304 | 181219.1513 | 5910.2195
2 | 11 | 3 | -10.6 | 0 | 0.24 | 0 | 0.4392 | 0 | 0 | 0 | 1.0184 | 0 | 0 | 0 | 0 | 5092.1073 | -5092.1073 | -7274.4391 | 0 | 5957855.9567 | 5957.856 | 180998.1556 | 5903.0121
2 | 11 | 4 | -11.1 | 0 | 0.24 | 0 | 0.44708 | 0 | 0 | 0 | 1.3326 | 0 | 0 | 0 | 0 | 6662.8582 | -6662.8582 | -9518.3689 | 0 | 5948337.5878 | 5948.3376 | 180708.99 | 5893.5813
2 | 11 | 5 | -11.1 | 0 | 0.24 | 0 | 0.45905 | 0 | 0 | 0 | 2.5171 | 0 | 0 | 0 | 0 | 12585.3988 | -12585.3988 | -17979.1412 | 0 | 5930358.4466 | 5930.3584 | 180162.7883 | 5875.7677
2 | 11 | 6 | -11.7 | 0 | 0.24 | 0 | 0.4237 | 0 | 0 | 0 | 3.6021 | 0 | 0 | 0 | 0 | 18010.5921 | -18010.5921 | -25729.4172 | 0 | 5904629.0294 | 5904.629 | 179381.1351 | 5850.2751
2 | 11 | 7 | -11.1 | 49.2918 | 0.24 | 3875.754 | 0.42032 | 0 | 3875.754 | 0 | 3.0035 | 0 | 0 | 0 | 0 | 15017.382 | -11141.628 | -15916.6114 | 0 | 5888712.418 | 5888.7124 | 178897.5924 | 5834.505
2 | 11 | 8 | -10 | 281.6933 | 0.24 | 22149.203 | 0.42291 | 0 | 22149.203 | 0 | 2.5846 | 0 | 0 | 0 | 0 | 12923.0475 | 9226.1554 | 0 | 6458.3088 | 5895170.7268 | 5895.1707 | 179093.7942 | 5840.9039
2 | 11 | 9 | -9.4 | 550.1672 | 0.24 | 43258.9857 | 0.44395 | 0 | 43258.9857 | 0 | 3.2179 | 0 | 0 | 0 | 0 | 16089.6447 | 27169.3409 | 0 | 19018.5387 | 5914189.2655 | 5914.1893 | 179671.5726 | 5859.7473
2 | 11 | 10 | -7.8 | 756.4118 | 0.24 | 59475.7522 | 0.43517 | 0 | 59475.7522 | 0 | 2.8121 | 0 | 0 | 0 | 0 | 14060.3305 | 45415.4218 | 0 | 31790.7952 | 5945980.0607 | 5945.9801 | 180637.3689 | 5891.2455
2 | 11 | 11 | -7.2 | 877.9642 | 0.24 | 69033.2684 | 0.43293 | 0 | 69033.2684 | 0 | 2.1427 | 0 | 0 | 0 | 0 | 10713.5018 | 58319.7665 | 0 | 40823.8366 | 5986803.8973 | 5986.8039 | 181877.5868 | 5931.6935
2 | 11 | 12 | -5.6 | 946.3749 | 0.24 | 74412.3253 | 0.42975 | 0 | 74412.3253 | 0 | 2.3948 | 0 | 0 | 0 | 0 | 11973.9809 | 62438.3444 | 0 | 43706.8411 | 6030510.7384 | 6030.5107 | 183205.3895 | 5974.998
2 | 11 | 13 | -5 | 923.4766 | 0.24 | 72611.8602 | 0.45611 | 0 | 72611.8602 | 0 | 1.9682 | 0 | 0 | 0 | 0 | 9840.8625 | 62770.9977 | 0 | 43939.6984 | 6074450.4368 | 6074.4504 | 184540.2664 | 6018.5332
2 | 11 | 14 | -3.3 | 751.6639 | 0.24 | 59102.4343 | 0.44704 | 0 | 59102.4343 | 0 | 1.5769 | 0 | 0 | 0 | 0 | 7884.5533 | 51217.881 | 0 | 35852.5167 | 6110302.9535 | 6110.303 | 185629.4568 | 6054.0557
2 | 11 | 15 | -3.3 | 659.4918 | 0.24 | 51855.0471 | 0.44953 | 0 | 51855.0471 | 0 | 1.5669 | 0 | 0 | 0 | 0 | 7834.3623 | 44020.6848 | 0 | 30814.4794 | 6141117.4329 | 6141.1174 | 186565.5929 | 6084.5866
2 | 11 | 16 | -2.2 | 437.4825 | 0.24 | 34398.7212 | 0.43268 | 0 | 34398.7212 | 0 | 1.7282 | 0 | 0 | 0 | 0 | 8640.8408 | 25757.8804 | 0 | 18030.5163 | 6159147.9492 | 6159.1479 | 187113.3554 | 6102.4511
2 | 11 | 17 | -3.3 | 160.6998 | 0.24 | 12635.6362 | 0.41814 | 0 | 12635.6362 | 0 | 2.0202 | 0 | 0 | 0 | 0 | 10100.9432 | 2534.693 | 0 | 1774.2851 | 6160922.2342 | 6160.9222 | 187167.2577 | 6104.209
2 | 11 | 18 | -5.6 | 5.0659 | 0.24 | 398.3241 | 0.41922 | 0 | 398.3241 | 0 | 2.3006 | 0 | 0 | 0 | 0 | 11502.8697 | -11104.5457 | -15863.6367 | 0 | 6145058.5976 | 6145.0586 | 186685.3245 | 6088.4914
2 | 11 | 19 | -6.1 | 0 | 0.24 | 0 | 0.39233 | 0 | 0 | 0 | 3.3591 | 0 | 0 | 0 | 0 | 16795.7412 | -16795.7412 | -23993.916 | 0 | 6121064.6816 | 6121.0647 | 185956.3954 | 6064.7184
2 | 11 | 20 | -7.2 | 0 | 0.24 | 0 | 0.39123 | 0 | 0 | 0 | 2.8422 | 0 | 0 | 0 | 0 | 14210.9035 | -14210.9035 | -20301.2908 | 0 | 6100763.3909 | 6100.7634 | 185339.6473 | 6044.604
2 | 11 | 21 | -6.7 | 0 | 0.24 | 0 | 0.40798 | 0 | 0 | 0 | 2.1436 | 0 | 0 | 0 | 0 | 10718.0647 | -10718.0647 | -15311.5209 | 0 | 6085451.8699 | 6085.4519 | 184874.4872 | 6029.4334
2 | 11 | 22 | -6.7 | 0 | 0.24 | 0 | 0.44543 | 0 | 0 | 0 | 2.1062 | 0 | 0 | 0 | 0 | 10530.989 | -10530.989 | -15044.27 | 0 | 6070407.5999 | 6070.4076 | 184417.4461 | 6014.5276
2 | 11 | 23 | -5.6 | 0 | 0.24 | 0 | 0.46263 | 0 | 0 | 0 | 2.7069 | 0 | 0 | 0 | 0 | 13534.4654 | -13534.4654 | -19334.9506 | 0 | 6051072.6493 | 6051.0726 | 183830.0552 | 5995.3707
2 | 12 | 0 | -5.6 | 0 | 0.24 | 0 | 0.45374 | 0 | 0 | 0 | 3.5161 | 0 | 0 | 0 | 0 | 17580.5463 | -17580.5463 | -25115.0661 | 0 | 6025957.5832 | 6025.9576 | 183067.0658 | 5970.4868
2 | 12 | 1 | -5 | 0 | 0.24 | 0 | 0.43108 | 0 | 0 | 0 | 3.8442 | 0 | 0 | 0 | 0 | 19220.8801 | -19220.8801 | -27458.4002 | 0 | 5998499.183 | 5998.4992 | 182232.8866 | 5943.2811
2 | 12 | 2 | -5 | 0 | 0.24 | 0 | 0.40296 | 0 | 0 | 0 | 3.7269 | 0 | 0 | 0 | 0 | 18634.5577 | -18634.5577 | -26620.7967 | 0 | 5971878.3863 | 5971.8784 | 181424.1535 | 5916.9054
2 | 12 | 3 | -5.6 | 0 | 0.24 | 0 | 0.39056 | 0 | 0 | 0 | 3.5754 | 0 | 0 | 0 | 0 | 17877.1296 | -17877.1296 | -25538.7565 | 0 | 5946339.6298 | 5946.3396 | 180648.2925 | 5891.6017
2 | 12 | 4 | -5 | 0 | 0.24 | 0 | 0.38105 | 0 | 0 | 0 | 3.4974 | 0 | 0 | 0 | 0 | 17487.0084 | -17487.0084 | -24981.4406 | 0 | 5921358.1891 | 5921.3582 | 179889.3627 | 5866.8503
2 | 12 | 5 | -5.6 | 0 | 0.24 | 0 | 0.38848 | 0 | 0 | 0 | 3.4826 | 0 | 0 | 0 | 0 | 17412.8626 | -17412.8626 | -24875.518 | 0 | 5896482.6711 | 5896.4827 | 179133.6508 | 5842.2037
2 | 12 | 6 | -5.6 | 0 | 0.24 | 0 | 0.39919 | 0 | 0 | 0 | 3.4344 | 0 | 0 | 0 | 0 | 17172.1738 | -17172.1738 | -24531.6769 | 0 | 5871950.9942 | 5871.951 | 178388.3846 | 5817.8979
2 | 12 | 7 | -5.6 | 38.4671 | 0.24 | 3024.6222 | 0.35838 | 0 | 3024.6222 | 0 | 3.4367 | 0 | 0 | 0 | 0 | 17183.5809 | -14158.9586 | -20227.0838 | 0 | 5851723.9104 | 5851.7239 | 177773.8909 | 5797.857
2 | 12 | 8 | -2.2 | 232.5959 | 0.24 | 18288.7373 | 0.30646 | 0 | 18288.7373 | 0 | 3.6436 | 0 | 0 | 0 | 0 | 18218.2004 | 70.5369 | 0 | 49.3758 | 5851773.2863 | 5851.7733 | 177775.391 | 5797.9059
2 | 12 | 9 | -1.1 | 552.2984 | 0.24 | 43426.561 | 0.2004 | 0 | 43426.561 | 0 | 3.8563 | 0 | 0 | 0 | 0 | 19281.3375 | 24145.2235 | 0 | 16901.6564 | 5868674.9427 | 5868.6749 | 178288.859 | 5814.652
2 | 12 | 10 | 0.6 | 612.1186 | 0.24 | 48130.1512 | 0.18046 | 0 | 48130.1512 | 0 | 4.0185 | 0 | 0 | 0 | 0 | 20092.3788 | 28037.7724 | 0 | 19626.4407 | 5888301.3834 | 5888.3014 | 178885.1053 | 5834.0978
2 | 12 | 11 | 2.8 | 825.7542 | 0.24 | 64928.061 | 0.16318 | 0 | 64928.061 | 0 | 4.2571 | 0 | 0 | 0 | 0 | 21285.5563 | 43642.5047 | 0 | 30549.7533 | 5918851.1367 | 5918.8511 | 179813.1991 | 5864.3663
2 | 12 | 12 | 3.9 | 957.7605 | 0.24 | 75307.5572 | 0.1598 | 0 | 75307.5572 | 0 | 4.6246 | 0 | 0 | 0 | 0 | 23123.2321 | 52184.3251 | 0 | 36529.0275 | 5955380.1642 | 5955.3802 | 180922.9417 | 5900.5591
2 | 12 | 13 | 5.6 | 881.7919 | 0.24 | 69334.2392 | 0.16445 | 0 | 69334.2392 | 0 | 4.047 | 0 | 0 | 0 | 0 | 20234.9669 | 49099.2723 | 0 | 34369.4906 | 5989749.6548 | 5989.7497 | 181967.0781 | 5934.6122
2 | 12 | 14 | 5 | 781.472 | 0.24 | 61446.2029 | 0.16715 | 0 | 61446.2029 | 0 | 2.4993 | 0 | 0 | 0 | 0 | 12496.4238 | 48949.779 | 0 | 34264.8453 | 6024014.5002 | 6024.0145 | 183008.0354 | 5968.5616
2 | 12 | 15 | 5 | 652.3264 | 0.24 | 51291.6434 | 0.17849 | 0 | 51291.6434 | 0 | 2.1144 | 0 | 0 | 0 | 0 | 10572.0544 | 40719.589 | 0 | 28503.7123 | 6052518.2125 | 6052.5182 | 183873.971 | 5996.8029
2 | 12 | 16 | 5 | 373.1859 | 0.24 | 29343.1583 | 0.19831 | 0 | 29343.1583 | 0 | 1.8997 | 0 | 0 | 0 | 0 | 9498.651 | 19844.5073 | 0 | 13891.1551 | 6066409.3676 | 6066.4094 | 184295.9808 | 6010.5662
2 | 12 | 17 | 3.9 | 32.8889 | 0.24 | 2586.0139 | 0.19907 | 0 | 2586.0139 | 0 | 1.8304 | 0 | 0 | 0 | 0 | 9151.8766 | -6565.8628 | -9379.8039 | 0 | 6057029.5637 | 6057.0296 | 184011.0247 | 6001.2727
2 | 12 | 18 | 2.2 | 0 | 0.24 | 0 | 0.21372 | 0 | 0 | 0 | 2.5924 | 0 | 0 | 0 | 0 | 12961.8315 | -12961.8315 | -18516.9021 | 0 | 6038512.6615 | 6038.5127 | 183448.4859 | 5982.9263
2 | 12 | 19 | 1.7 | 0 | 0.24 | 0 | 0.26576 | 0 | 0 | 0 | 3.7582 | 0 | 0 | 0 | 0 | 18790.8343 | -18790.8343 | -26844.049 | 0 | 6011668.6125 | 6011.6686 | 182632.9705 | 5956.3293
2 | 12 | 20 | 0 | 0 | 0.24 | 0 | 0.35656 | 0 | 0 | 0 | 4.65 | 0 | 0 | 0 | 0 | 23249.8504 | -23249.8504 | -33214.0719 | 0 | 5978454.5406 | 5978.4545 | 181623.9354 | 5923.421
2 | 12 | 21 | -0.6 | 0 | 0.24 | 0 | 0.43556 | 0 | 0 | 0 | 4.7013 | 0 | 0 | 0 | 0 | 23506.509 | -23506.509 | -33580.7271 | 0 | 5944873.8134 | 5944.8738 | 180603.7614 | 5890.1494
2 | 12 | 22 | -1.7 | 0 | 0.24 | 0 | 0.4779 | 0 | 0 | 0 | 4.5813 | 0 | 0 | 0 | 0 | 22906.4981 | -22906.4981 | -32723.5688 | 0 | 5912150.2447 | 5912.1502 | 179609.6277 | 5857.7271
2 | 12 | 23 | -1.1 | 0 | 0.24 | 0 | 0.50665 | 0 | 0 | 0 | 4.4921 | 0 | 0 | 0 | 0 | 22460.4825 | -22460.4825 | -32086.4035 | 0 | 5880063.8412 | 5880.0638 | 178634.8509 | 5825.936
2 | 13 | 0 | -1.1 | 0 | 0.24 | 0 | 0.51439 | 0 | 0 | 0 | 4.0324 | 0 | 0 | 0 | 0 | 20161.9618 | -20161.9618 | -28802.8025 | 0 | 5851261.0386 | 5851.261 | 177759.829 | 5797.3984
2 | 13 | 1 | -1.7 | 0 | 0.24 | 0 | 0.50105 | 0 | 0 | 0 | 3.9913 | 0 | 0 | 0 | 0 | 19956.6349 | -19956.6349 | -28509.4784 | 0 | 5822751.5602 | 5822.7516 | 176893.7183 | 5769.1513
2 | 13 | 2 | -1.7 | 0 | 0.24 | 0 | 0.49304 | 0 | 0 | 0 | 4.002 | 0 | 0 | 0 | 0 | 20010.248 | -20010.248 | -28586.0686 | 0 | 5794165.4916 | 5794.1655 | 176025.2808 | 5740.8284
2 | 13 | 3 | -1.7 | 0 | 0.24 | 0 | 0.50637 | 0 | 0 | 0 | 3.9008 | 0 | 0 | 0 | 0 | 19503.775 | -19503.775 | -27862.5357 | 0 | 5766302.956 | 5766.303 | 175178.824 | 5713.2224
2 | 13 | 4 | -2.8 | 0 | 0.24 | 0 | 0.47562 | 0 | 0 | 0 | 4.0374 | 0 | 0 | 0 | 0 | 20187.0573 | -20187.0573 | -28838.6533 | 0 | 5737464.3027 | 5737.4643 | 174302.713 | 5684.6492
2 | 13 | 5 | -3.9 | 0 | 0.24 | 0 | 0.44897 | 0 | 0 | 0 | 4.0413 | 0 | 0 | 0 | 0 | 20206.4493 | -20206.4493 | -28866.3561 | 0 | 5708597.9466 | 5708.5979 | 173425.7604 | 5656.0485
2 | 13 | 6 | -1.7 | 0 | 0.24 | 0 | 0.43385 | 0 | 0 | 0 | 3.9578 | 0 | 0 | 0 | 0 | 19788.9512 | -19788.9512 | -28269.9303 | 0 | 5680328.0163 | 5680.328 | 172566.9271 | 5628.0388
2 | 13 | 7 | -1.1 | 28.6818 | 0.24 | 2255.2151 | 0.41782 | 0 | 2255.2151 | 0 | 3.9612 | 0 | 0 | 0 | 0 | 19806.0618 | -17550.8467 | -25072.6381 | 0 | 5655255.3781 | 5655.2554 | 171805.2267 | 5603.197
2 | 13 | 8 | 2.2 | 186.2758 | 0.24 | 14646.6389 | 0.4174 | 0 | 14646.6389 | 0 | 4.0463 | 0 | 0 | 0 | 0 | 20231.5448 | -5584.9059 | -7978.437 | 0 | 5647276.9412 | 5647.2769 | 171562.8438 | 5595.292
2 | 13 | 9 | 3.3 | 96.2 | 0.24 | 7564.0906 | 0.38577 | 0 | 7564.0906 | 0 | 4.1782 | 0 | 0 | 0 | 0 | 20890.8723 | -13326.7817 | -19038.2596 | 0 | 5628238.6815 | 5628.2387 | 170984.4663 | 5576.429
2 | 13 | 10 | 4.4 | 317.826 | 0.24 | 24990.28 | 0.37714 | 0 | 24990.28 | 0 | 4.3285 | 0 | 0 | 0 | 0 | 21642.5969 | 3347.6831 | 0 | 2343.3781 | 5630582.0597 | 5630.5821 | 171055.6575 | 5578.7508
2 | 13 | 11 | 5.6 | 249.8243 | 0.24 | 19643.3853 | 0.41235 | 0 | 19643.3853 | 0 | 4.0479 | 0 | 0 | 0 | 0 | 20239.5297 | -596.1445 | -851.6349 | 0 | 5629730.4247 | 5629.7304 | 171029.7851 | 5577.907
2 | 13 | 12 | 7.2 | 535.3558 | 0.24 | 42094.3868 | 0.4361 | 0 | 42094.3868 | 0 | 4.0137 | 0 | 0 | 0 | 0 | 20068.424 | 22025.9628 | 0 | 15418.174 | 5645148.5987 | 5645.1486 | 171498.1853 | 5593.1833
2 | 13 | 13 | 8.3 | 284.1536 | 0.24 | 22342.656 | 0.44424 | 0 | 22342.656 | 0 | 3.8417 | 0 | 0 | 0 | 0 | 19208.3324 | 3134.3237 | 0 | 2194.0266 | 5647342.6253 | 5647.3426 | 171564.8392 | 5595.3571
2 | 13 | 14 | 9.4 | 150.5092 | 0.24 | 11834.3542 | 0.45978 | 0 | 11834.3542 | 0 | 3.0096 | 0 | 0 | 0 | 0 | 15048.181 | -3213.8269 | -4591.1813 | 0 | 5642751.444 | 5642.7514 | 171425.3603 | 5590.8082
2 | 13 | 15 | 10 | 120.0444 | 0.24 | 9438.9506 | 0.47665 | 0 | 9438.9506 | 0 | 1.6248 | 0 | 0 | 0 | 0 | 8124.1014 | 1314.8492 | 0 | 920.3945 | 5643671.8385 | 5643.6718 | 171453.3217 | 5591.7201
2 | 13 | 16 | 10 | 127.6398 | 0.24 | 10036.1621 | 0.50174 | 0 | 10036.1621 | 0 | 1.169 | 0 | 0 | 0 | 0 | 5844.9727 | 4191.1894 | 0 | 2933.8326 | 5646605.671 | 5646.6057 | 171542.4508 | 5594.6269
2 | 13 | 17 | 8.9 | 55.6092 | 0.24 | 4372.4822 | 0.51083 | 0 | 4372.4822 | 0 | 1.2025 | 0 | 0 | 0 | 0 | 6012.6563 | -1640.1741 | -2343.1059 | 0 | 5644262.5651 | 5644.2626 | 171471.2678 | 5592.3054
2 | 13 | 18 | 4.4 | 1.4561 | 0.24 | 114.4944 | 0.51604 | 0 | 114.4944 | 0 | 1.3887 | 0 | 0 | 0 | 0 | 6943.4716 | -6828.9773 | -9755.6818 | 0 | 5634506.8833 | 5634.5069 | 171174.8927 | 5582.6395
2 | 13 | 19 | 4.4 | 0 | 0.24 | 0 | 0.5537 | 0 | 0 | 0 | 2.3822 | 0 | 0 | 0 | 0 | 11911.2421 | -11911.2421 | -17016.0602 | 0 | 5617490.8231 | 5617.4908 | 170657.9491 | 5565.7801
2 | 13 | 20 | 4.4 | 0 | 0.24 | 0 | 0.5837 | 0 | 0 | 0 | 3.4762 | 0 | 0 | 0 | 0 | 17380.9229 | -17380.9229 | -24829.8898 | 0 | 5592660.9333 | 5592.6609 | 169903.6233 | 5541.1788
2 | 13 | 21 | 3.3 | 0 | 0.24 | 0 | 0.60589 | 0 | 0 | 0 | 3.8565 | 0 | 0 | 0 | 0 | 19282.4782 | -19282.4782 | -27546.3974 | 0 | 5565114.5359 | 5565.1145 | 169066.7707 | 5513.8859
2 | 13 | 22 | 2.8 | 0 | 0.24 | 0 | 0.60154 | 0 | 0 | 0 | 3.9973 | 0 | 0 | 0 | 0 | 19986.2932 | -19986.2932 | -28551.8474 | 0 | 5536562.6884 | 5536.5627 | 168199.3728 | 5485.5969
2 | 13 | 23 | 3.3 | 0 | 0.24 | 0 | 0.60545 | 0 | 0 | 0 | 3.8424 | 0 | 0 | 0 | 0 | 19211.7545 | -19211.7545 | -27445.3635 | 0 | 5509117.3249 | 5509.1173 | 167365.5896 | 5458.4042
2 | 14 | 0 | 2.2 | 0 | 0.24 | 0 | 0.5962 | 0 | 0 | 0 | 3.5099 | 0 | 0 | 0 | 0 | 17549.7472 | -17549.7472 | -25071.0674 | 0 | 5484046.2575 | 5484.0463 | 166603.9369 | 5433.5639
2 | 14 | 1 | -0.6 | 0 | 0.24 | 0 | 0.59656 | 0 | 0 | 0 | 3.5166 | 0 | 0 | 0 | 0 | 17582.8277 | -17582.8277 | -25118.3252 | 0 | 5458927.9322 | 5458.9279 | 165840.8486 | 5408.6768
2 | 14 | 2 | 0.6 | 0 | 0.24 | 0 | 0.59864 | 0 | 0 | 0 | 3.5268 | 0 | 0 | 0 | 0 | 17634.1594 | -17634.1594 | -25191.6563 | 0 | 5433736.276 | 5433.7363 | 165075.5324 | 5383.7171
2 | 14 | 3 | -0.6 | 0 | 0.24 | 0 | 0.58839 | 0 | 0 | 0 | 3.5394 | 0 | 0 | 0 | 0 | 17696.8982 | -17696.8982 | -25281.2831 | 0 | 5408454.9929 | 5408.455 | 164307.4935 | 5358.6685
2 | 14 | 4 | -1.7 | 0 | 0.24 | 0 | 0.58112 | 0 | 0 | 0 | 3.5506 | 0 | 0 | 0 | 0 | 17752.7927 | -17752.7927 | -25361.1324 | 0 | 5383093.8604 | 5383.0939 | 163537.0287 | 5333.5408
2 | 14 | 5 | -1.7 | 0 | 0.24 | 0 | 0.57649 | 0 | 0 | 0 | 3.5501 | 0 | 0 | 0 | 0 | 17750.5113 | -17750.5113 | -25357.8733 | 0 | 5357735.9871 | 5357.736 | 162766.6629 | 5308.4164
2 | 14 | 6 | -2.2 | 0 | 0.24 | 0 | 0.56544 | 0 | 0 | 0 | 3.5435 | 0 | 0 | 0 | 0 | 17717.4309 | -17717.4309 | -25310.6155 | 0 | 5332425.3716 | 5332.4254 | 161997.7328 | 5283.3388
2 | 14 | 7 | -1.1 | 7.4 | 0.24 | 581.8531 | 0.56181 | 0 | 581.8531 | 0 | 3.6081 | 0 | 0 | 0 | 0 | 18040.2504 | -17458.3973 | -24940.5675 | 0 | 5307484.8041 | 5307.4848 | 161240.0447 | 5258.6278
2 | 14 | 8 | 2.8 | 60.8444 | 0.24 | 4784.1257 | 0.55533 | 0 | 4784.1257 | 0 | 3.822 | 0 | 0 | 0 | 0 | 19110.2317 | -14326.1061 | -20465.8658 | 0 | 5287018.9383 | 5287.0189 | 160618.2969 | 5238.3503
2 | 14 | 9 | 6.7 | 207.4383 | 0.24 | 16310.6217 | 0.496 | 0 | 16310.6217 | 0 | 3.8613 | 0 | 0 | 0 | 0 | 19306.433 | -2995.8113 | -4279.7304 | 0 | 5282739.2079 | 5282.7392 | 160488.2797 | 5234.11
2 | 14 | 10 | 10 | 404.4081 | 0.24 | 31798.1262 | 0.4534 | 0 | 31798.1262 | 0 | 3.802 | 0 | 0 | 0 | 0 | 19009.8497 | 12788.2765 | 0 | 8951.7935 | 5291691.0014 | 5291.691 | 160760.233 | 5242.9794
2 | 14 | 11 | 11.7 | 639.6603 | 0.24 | 50295.721 | 0.46359 | 0 | 50295.721 | 0 | 4.0664 | 0 | 0 | 0 | 0 | 20331.9268 | 29963.7942 | 0 | 20974.6559 | 5312665.6574 | 5312.6657 | 161397.4377 | 5263.7609
2 | 14 | 12 | 12.8 | 570.3308 | 0.24 | 44844.427 | 0.46146 | 0 | 44844.427 | 0 | 4.4159 | 0 | 0 | 0 | 0 | 22079.487 | 22764.94 | 0 | 15935.458 | 5328601.1154 | 5328.6011 | 161881.5529 | 5279.5497
2 | 14 | 13 | 13.9 | 115.1111 | 0.24 | 9051.0485 | 0.43033 | 0 | 9051.0485 | 0 | 4.436 | 0 | 0 | 0 | 0 | 22179.869 | -13128.8205 | -18755.4578 | 0 | 5309845.6576 | 5309.8457 | 161311.7668 | 5260.9669
2 | 14 | 14 | 14.4 | 292.462 | 0.24 | 22995.9385 | 0.45114 | 0 | 22995.9385 | 0 | 4.3783 | 0 | 0 | 0 | 0 | 21891.2706 | 1104.6679 | 0 | 773.2675 | 5310618.9251 | 5310.6189 | 161335.2585 | 5261.733
2 | 14 | 15 | 14.4 | 109.3556 | 0.24 | 8598.4961 | 0.42932 | 0 | 8598.4961 | 0 | 3.9587 | 0 | 0 | 0 | 0 | 19793.514 | -11195.0179 | -15992.8828 | 0 | 5294626.0423 | 5294.626 | 160849.3988 | 5245.8874
2 | 14 | 16 | 14.4 | 174.9313 | 0.24 | 13754.6369 | 0.42825 | 0 | 13754.6369 | 0 | 3.9731 | 0 | 0 | 0 | 0 | 19865.3785 | -6110.7415 | -8729.6308 | 0 | 5285896.4115 | 5285.8964 | 160584.1948 | 5237.2381
2 | 14 | 17 | 12.8 | 13.9778 | 0.24 | 1099.0559 | 0.38193 | 0 | 1099.0559 | 0 | 3.849 | 0 | 0 | 0 | 0 | 19244.8349 | -18145.779 | -25922.5415 | 0 | 5259973.8701 | 5259.9739 | 159796.6745 | 5211.5542
2 | 14 | 18 | 8.3 | 0 | 0.24 | 0 | 0.36499 | 0 | 0 | 0 | 2.7783 | 0 | 0 | 0 | 0 | 13891.5061 | -13891.5061 | -19845.0087 | 0 | 5240128.8613 | 5240.1289 | 159193.7882 | 5191.8919
2 | 14 | 19 | 6.7 | 0 | 0.24 | 0 | 0.41676 | 0 | 0 | 0 | 1.9759 | 0 | 0 | 0 | 0 | 9879.6464 | -9879.6464 | -14113.7806 | 0 | 5226015.0807 | 5226.0151 | 158765.0151 | 5177.908
2 | 14 | 20 | 6.1 | 0 | 0.24 | 0 | 0.49095 | 0 | 0 | 0 | 2.0608 | 0 | 0 | 0 | 0 | 10303.9887 | -10303.9887 | -14719.9839 | 0 | 5211295.0968 | 5211.2951 | 158317.8257 | 5163.3235
2 | 14 | 21 | 5 | 0 | 0.24 | 0 | 0.50905 | 0 | 0 | 0 | 2.1819 | 0 | 0 | 0 | 0 | 10909.7031 | -10909.7031 | -15585.2902 | 0 | 5195709.8066 | 5195.7098 | 157844.3486 | 5147.8817
2 | 14 | 22 | 5 | 0 | 0.24 | 0 | 0.54751 | 0 | 0 | 0 | 2.1174 | 0 | 0 | 0 | 0 | 10586.8836 | -10586.8836 | -15124.1194 | 0 | 5180585.6872 | 5180.5857 | 157384.8816 | 5132.8968
2 | 14 | 23 | 3.9 | 0 | 0.24 | 0 | 0.5488 | 0 | 0 | 0 | 2.1023 | 0 | 0 | 0 | 0 | 10511.597 | -10511.597 | -15016.5672 | 0 | 5165569.12 | 5165.5691 | 156928.6821 | 5118.0185
2 | 15 | 0 | 4.4 | 0 | 0.24 | 0 | 0.53929 | 0 | 0 | 0 | 1.6924 | 0 | 0 | 0 | 0 | 8461.7501 | -8461.7501 | -12088.2144 | 0 | 5153480.9056 | 5153.4809 | 156561.4452 | 5106.0415
2 | 15 | 1 | 3.3 | 0 | 0.24 | 0 | 0.54374 | 0 | 0 | 0 | 1.5755 | 0 | 0 | 0 | 0 | 7877.7091 | -7877.7091 | -11253.8701 | 0 | 5142227.0355 | 5142.227 | 156219.5555 | 5094.8913
2 | 15 | 2 | 2.8 | 0 | 0.24 | 0 | 0.52691 | 0 | 0 | 0 | 1.6038 | 0 | 0 | 0 | 0 | 8019.1565 | -8019.1565 | -11455.9379 | 0 | 5130771.0977 | 5130.7711 | 155871.527 | 5083.5408
2 | 15 | 3 | 3.3 | 0 | 0.24 | 0 | 0.52168 | 0 | 0 | 0 | 1.6104 | 0 | 0 | 0 | 0 | 8052.237 | -8052.237 | -11503.1957 | 0 | 5119267.902 | 5119.2679 | 155522.0628 | 5072.1435
2 | 15 | 4 | 2.2 | 0 | 0.24 | 0 | 0.52308 | 0 | 0 | 0 | 1.6449 | 0 | 0 | 0 | 0 | 8224.4834 | -8224.4834 | -11749.262 | 0 | 5107518.64 | 5107.5186 | 155165.1232 | 5060.5024
2 | 15 | 5 | 2.2 | 0 | 0.24 | 0 | 0.52943 | 0 | 0 | 0 | 1.6184 | 0 | 0 | 0 | 0 | 8092.1616 | -8092.1616 | -11560.2309 | 0 | 5095958.4091 | 5095.9584 | 154813.9264 | 5049.0485
2 | 15 | 6 | 2.2 | 0 | 0.24 | 0 | 0.53619 | 0 | 0 | 0 | 1.469 | 0 | 0 | 0 | 0 | 7344.9998 | -7344.9998 | -10492.8569 | 0 | 5085465.5522 | 5085.4656 | 154495.156 | 5038.6523
2 | 15 | 7 | 2.8 | 48.674 | 0.24 | 3827.176 | 0.566 | 0 | 3827.176 | 0 | 1.6981 | 0 | 0 | 0 | 0 | 8490.2677 | -4663.0917 | -6661.5595 | 0 | 5078803.9926 | 5078.804 | 154292.7795 | 5032.052
2 | 15 | 8 | 6.1 | 280.1322 | 0.24 | 22026.4613 | 0.54936 | 0 | 22026.4613 | 0 | 2.257 | 0 | 0 | 0 | 0 | 11284.9951 | 10741.4662 | 0 | 7519.0263 | 5086323.019 | 5086.323 | 154521.2056 | 5039.5018
2 | 15 | 9 | 9.4 | 283.7975 | 0.24 | 22314.6593 | 0.50263 | 0 | 22314.6593 | 0 | 1.9994 | 0 | 0 | 0 | 0 | 9997.1391 | 12317.5203 | 0 | 8622.2642 | 5094945.2832 | 5094.9453 | 154783.1478 | 5048.0447
2 | 15 | 10 | 12.8 | 385.1747 | 0.24 | 30285.8252 | 0.52899 | 0 | 30285.8252 | 0 | 1.9648 | 0 | 0 | 0 | 0 | 9823.7519 | 20462.0733 | 0 | 14323.4513 | 5109268.7344 | 5109.2687 | 155218.2907 | 5062.2363
2 | 15 | 11 | 15 | 885.5491 | 0.24 | 69629.6627 | 0.58003 | 0 | 69629.6627 | 0 | 2.132 | 0 | 0 | 0 | 0 | 10659.8887 | 58969.774 | 0 | 41278.8418 | 5150547.5762 | 5150.5476 | 156472.3314 | 5103.1352
2 | 15 | 12 | 16.7 | 983.3732 | 0.24 | 77321.4578 | 0.59878 | 0 | 77321.4578 | 0 | 2.1206 | 0 | 0 | 0 | 0 | 10602.8535 | 66718.6043 | 0 | 46703.023 | 5197250.5992 | 5197.2506 | 157891.1574 | 5149.4083
2 | 15 | 13 | 17.2 | 958.979 | 0.24 | 75403.3687 | 0.58936 | 0 | 75403.3687 | 0 | 2.0065 | 0 | 0 | 0 | 0 | 10032.5009 | 65370.8677 | 0 | 45759.6074 | 5243010.2067 | 5243.0102 | 159281.3227 | 5194.7467
2 | 15 | 14 | 17.8 | 784.9449 | 0.24 | 61719.2783 | 0.56106 | 0 | 61719.2783 | 0 | 1.8484 | 0 | 0 | 0 | 0 | 9241.9923 | 52477.286 | 0 | 36734.1002 | 5279744.3069 | 5279.7443 | 160397.2954 | 5231.1426
2 | 15 | 15 | 17.8 | 637.3515 | 0.24 | 50114.1824 | 0.55281 | 0 | 50114.1824 | 0 | 1.7891 | 0 | 0 | 0 | 0 | 8945.409 | 41168.7734 | 0 | 28818.1414 | 5308562.4483 | 5308.5624 | 161272.7832 | 5259.6955
2 | 15 | 16 | 17.2 | 390.4356 | 0.24 | 30699.4802 | 0.52801 | 0 | 30699.4802 | 0 | 1.8395 | 0 | 0 | 0 | 0 | 9197.5048 | 21501.9754 | 0 | 15051.3828 | 5323613.831 | 5323.6138 | 161730.0404 | 5274.6083
2 | 15 | 17 | 15 | 26.3111 | 0.24 | 2068.8111 | 0.51422 | 0 | 2068.8111 | 0 | 1.7339 | 0 | 0 | 0 | 0 | 8669.3584 | -6600.5473 | -9429.3533 | 0 | 5314184.4778 | 5314.1845 | 161443.5791 | 5265.2658
2 | 15 | 18 | 11.7 | 0 | 0.24 | 0 | 0.50923 | 0 | 0 | 0 | 1.7761 | 0 | 0 | 0 | 0 | 8880.3888 | -8880.3888 | -12686.2697 | 0 | 5301498.208 | 5301.4982 | 161058.1734 | 5252.6963
2 | 15 | 19 | 11.1 | 0 | 0.24 | 0 | 0.53718 | 0 | 0 | 0 | 1.8372 | 0 | 0 | 0 | 0 | 9186.0978 | -9186.0978 | -13122.9968 | 0 | 5288375.2112 | 5288.3752 | 160659.5001 | 5239.6941
2 | 15 | 20 | 9.4 | 0 | 0.24 | 0 | 0.56201 | 0 | 0 | 0 | 1.68 | 0 | 0 | 0 | 0 | 8400.152 | -8400.152 | -12000.2171 | 0 | 5276374.994 | 5276.375 | 160294.9365 | 5227.8043
2 | 15 | 21 | 8.3 | 0 | 0.24 | 0 | 0.53123 | 0 | 0 | 0 | 1.4487 | 0 | 0 | 0 | 0 | 7243.4771 | -7243.4771 | -10347.8244 | 0 | 5266027.1696 | 5266.0272 | 159980.5722 | 5217.5518
2 | 15 | 22 | 7.8 | 0 | 0.24 | 0 | 0.47736 | 0 | 0 | 0 | 1.3691 | 0 | 0 | 0 | 0 | 6845.371 | -6845.371 | -9779.1014 | 0 | 5256248.0682 | 5256.2481 | 159683.4856 | 5207.8627
2 | 15 | 23 | 5.6 | 0 | 0.24 | 0 | 0.43803 | 0 | 0 | 0 | 1.3568 | 0 | 0 | 0 | 0 | 6783.7729 | -6783.7729 | -9691.1042 | 0 | 5246556.964 | 5246.557 | 159389.0723 | 5198.2608
2 | 16 | 0 | 6.7 | 0 | 0.24 | 0 | 0.37959 | 0 | 0 | 0 | 1.0618 | 0 | 0 | 0 | 0 | 5308.8413 | -5308.8413 | -7584.059 | 0 | 5238972.905 | 5238.9729 | 159158.6705 | 5190.7465
2 | 16 | 1 | 6.7 | 0 | 0.24 | 0 | 0.34325 | 0 | 0 | 0 | 1.174 | 0 | 0 | 0 | 0 | 5870.0682 | -5870.0682 | -8385.8117 | 0 | 5230587.0933 | 5230.5871 | 158903.9117 | 5182.4379
2 | 16 | 2 | 5.6 | 0 | 0.24 | 0 | 0.29403 | 0 | 0 | 0 | 1.2336 | 0 | 0 | 0 | 0 | 6167.7922 | -6167.7922 | -8811.1317 | 0 | 5221775.9615 | 5221.776 | 158636.2317 | 5173.7079
2 | 16 | 3 | 5.6 | 0 | 0.24 | 0 | 0.27013 | 0 | 0 | 0 | 1.2687 | 0 | 0 | 0 | 0 | 6343.4608 | -6343.4608 | -9062.0868 | 0 | 5212713.8747 | 5212.7139 | 158360.9278 | 5164.7292
2 | 16 | 4 | 4.4 | 0 | 0.24 | 0 | 0.30027 | 0 | 0 | 0 | 1.3047 | 0 | 0 | 0 | 0 | 6523.6922 | -6523.6922 | -9319.5603 | 0 | 5203394.3144 | 5203.3943 | 158077.802 | 5155.4955
2 | 16 | 5 | 3.3 | 0 | 0.24 | 0 | 0.35049 | 0 | 0 | 0 | 1.2876 | 0 | 0 | 0 | 0 | 6438.1393 | -6438.1393 | -9197.3419 | 0 | 5194196.9726 | 5194.197 | 157798.389 | 5146.3828
2 | 16 | 6 | 2.8 | 0 | 0.24 | 0 | 0.38221 | 0 | 0 | 0 | 1.2263 | 0 | 0 | 0 | 0 | 6131.2897 | -6131.2897 | -8758.9852 | 0 | 5185437.9874 | 5185.438 | 157532.2933 | 5137.7044
2 | 16 | 7 | 2.2 | 7.4 | 0.24 | 581.8531 | 0.39846 | 0 | 581.8531 | 0 | 1.266 | 0 | 0 | 0 | 0 | 6329.7723 | -5747.9192 | -8211.3132 | 0 | 5177226.6742 | 5177.2267 | 157282.8357 | 5129.5687
2 | 16 | 8 | 6.7 | 60.0222 | 0.24 | 4719.4753 | 0.39312 | 0 | 4719.4753 | 0 | 1.3839 | 0 | 0 | 0 | 0 | 6919.5168 | -2200.0415 | -3142.9165 | 0 | 5174083.7577 | 5174.0838 | 157187.3547 | 5126.4547
2 | 16 | 9 | 11.1 | 194.5621 | 0.24 | 15298.1816 | 0.38275 | 0 | 15298.1816 | 0 | 1.5317 | 0 | 0 | 0 | 0 | 7658.6937 | 7639.4879 | 0 | 5347.6415 | 5179431.3992 | 5179.4314 | 157349.8147 | 5131.7531
2 | 16 | 10 | 14.4 | 122.5111 | 0.24 | 9632.9017 | 0.37793 | 0 | 9632.9017 | 0 | 1.4181 | 0 | 0 | 0 | 0 | 7090.6226 | 2542.2791 | 0 | 1779.5953 | 5181210.9946 | 5181.211 | 157403.8783 | 5133.5163
2 | 16 | 11 | 17.8 | 699.8123 | 0.24 | 55025.4043 | 0.37236 | 0 | 55025.4043 | 0 | 1.3985 | 0 | 0 | 0 | 0 | 6992.522 | 48032.8823 | 0 | 33623.0176 | 5214834.0122 | 5214.834 | 158425.3371 | 5166.8299
2 | 16 | 12 | 18.3 | 918.1889 | 0.24 | 72196.0889 | 0.34834 | 0 | 72196.0889 | 0 | 1.6504 | 0 | 0 | 0 | 0 | 8251.8603 | 63944.2285 | 0 | 44760.96 | 5259594.9722 | 5259.595 | 159785.1637 | 5211.1788
2 | 16 | 13 | 18.3 | 862.4051 | 0.24 | 67809.8764 | 0.32329 | 0 | 67809.8764 | 0 | 1.5436 | 0 | 0 | 0 | 0 | 7718.0104 | 60091.8661 | 0 | 42064.3062 | 5301659.2784 | 5301.6593 | 161063.0667 | 5252.8559
2 | 16 | 14 | 19.4 | 678.2683 | 0.24 | 53331.4252 | 0.34139 | 0 | 53331.4252 | 0 | 1.3638 | 0 | 0 | 0 | 0 | 6819.1348 | 46512.2904 | 0 | 32558.6033 | 5334217.8817 | 5334.2179 | 162052.1888 | 5285.1148
2 | 16 | 15 | 19.4 | 336.9771 | 0.24 | 26496.1012 | 0.35851 | 0 | 26496.1012 | 0 | 1.2472 | 0 | 0 | 0 | 0 | 6236.2345 | 20259.8667 | 0 | 14181.9067 | 5348399.7883 | 5348.3998 | 162483.0315 | 5299.1661
2 | 16 | 16 | 19.4 | 83.0444 | 0.24 | 6529.685 | 0.36263 | 0 | 6529.685 | 0 | 1.4396 | 0 | 0 | 0 | 0 | 7197.8489 | -668.1639 | -954.5198 | 0 | 5347445.2685 | 5347.4453 | 162454.0335 | 5298.2204
2 | 16 | 17 | 17.8 | 33.7111 | 0.24 | 2650.6642 | 0.40065 | 0 | 2650.6642 | 0 | 1.7722 | 0 | 0 | 0 | 0 | 8860.9968 | -6210.3326 | -8871.9038 | 0 | 5338573.3648 | 5338.5734 | 162184.5073 | 5289.4302
2 | 16 | 18 | 13.3 | 0.82222 | 0.24 | 64.6503 | 0.4053 | 0 | 64.6503 | 0 | 1.7453 | 0 | 0 | 0 | 0 | 8726.3936 | -8661.7433 | -12373.919 | 0 | 5326199.4458 | 5326.1994 | 161808.5908 | 5277.1701
2 | 16 | 19 | 11.7 | 0 | 0.24 | 0 | 0.36865 | 0 | 0 | 0 | 1.5012 | 0 | 0 | 0 | 0 | 7505.8392 | -7505.8392 | -10722.6275 | 0 | 5315476.8183 | 5315.4768 | 161482.84 | 5266.5462
2 | 16 | 20 | 10.6 | 0 | 0.24 | 0 | 0.34708 | 0 | 0 | 0 | 1.3627 | 0 | 0 | 0 | 0 | 6813.4313 | -6813.4313 | -9733.4732 | 0 | 5305743.3451 | 5305.7433 | 161187.1396 | 5256.9023
2 | 16 | 21 | 8.9 | 0 | 0.24 | 0 | 0.36622 | 0 | 0 | 0 | 1.3965 | 0 | 0 | 0 | 0 | 6982.2556 | -6982.2556 | -9974.6509 | 0 | 5295768.6942 | 5295.7687 | 160884.1122 | 5247.0195
2 | 16 | 22 | 8.9 | 0 | 0.24 | 0 | 0.38283 | 0 | 0 | 0 | 1.4031 | 0 | 0 | 0 | 0 | 7015.3361 | -7015.3361 | -10021.9087 | 0 | 5285746.7855 | 5285.7468 | 160579.6492 | 5237.0899
2 | 16 | 23 | 7.8 | 0 | 0.24 | 0 | 0.38305 | 0 | 0 | 0 | 1.3408 | 0 | 0 | 0 | 0 | 6703.9236 | -6703.9236 | -9577.0337 | 0 | 5276169.7518 | 5276.1698 | 160288.7013 | 5227.601
2 | 17 | 0 | 7.2 | 0 | 0.24 | 0 | 0.40276 | 0 | 0 | 0 | 1.1359 | 0 | 0 | 0 | 0 | 5679.5705 | -5679.5705 | -8113.6721 | 0 | 5268056.0798 | 5268.0561 | 160042.21 | 5219.562
2 | 17 | 1 | 6.1 | 0 | 0.24 | 0 | 0.40132 | 0 | 0 | 0 | 1.1877 | 0 | 0 | 0 | 0 | 5938.5105 | -5938.5105 | -8483.5864 | 0 | 5259572.4933 | 5259.5725 | 159784.4808 | 5211.1565
2 | 17 | 2 | 6.7 | 0 | 0.24 | 0 | 0.3606 | 0 | 0 | 0 | 1.2123 | 0 | 0 | 0 | 0 | 6061.7066 | -6061.7066 | -8659.5809 | 0 | 5250912.9124 | 5250.9129 | 159521.4049 | 5202.5766
2 | 17 | 3 | 5.6 | 0 | 0.24 | 0 | 0.37477 | 0 | 0 | 0 | 1.1585 | 0 | 0 | 0 | 0 | 5792.5003 | -5792.5003 | -8275.0004 | 0 | 5242637.9121 | 5242.6379 | 159270.0125 | 5194.3778
2 | 17 | 4 | 5.6 | 0 | 0.24 | 0 | 0.37804 | 0 | 0 | 0 | 1.38 | 0 | 0 | 0 | 0 | 6900.1249 | -6900.1249 | -9857.3212 | 0 | 5232780.5908 | 5232.7806 | 158970.5496 | 5184.6112
2 | 17 | 5 | 5.6 | 0 | 0.24 | 0 | 0.35581 | 0 | 0 | 0 | 1.5057 | 0 | 0 | 0 | 0 | 7528.6533 | -7528.6533 | -10755.2191 | 0 | 5222025.3718 | 5222.0254 | 158643.8088 | 5173.955
2 | 17 | 6 | 2.2 | 0 | 0.24 | 0 | 0.3432 | 0 | 0 | 0 | 1.4831 | 0 | 0 | 0 | 0 | 7415.7235 | -7415.7235 | -10593.8908 | 0 | 5211431.481 | 5211.4315 | 158321.969 | 5163.4586
2 | 17 | 7 | 3.3 | 4.9333 | 0.24 | 387.9021 | 0.33226 | 0 | 387.9021 | 0 | 1.4813 | 0 | 0 | 0 | 0 | 7406.5979 | -7018.6958 | -10026.7083 | 0 | 5201404.7727 | 5201.4048 | 158017.3602 | 5153.5242
2 | 17 | 8 | 8.9 | 41.9333 | 0.24 | 3297.1677 | 0.3187 | 0 | 3297.1677 | 0 | 1.6631 | 0 | 0 | 0 | 0 | 8315.7398 | -5018.5721 | -7169.3888 | 0 | 5194235.3839 | 5194.2354 | 157799.556 | 5146.4208
2 | 17 | 9 | 12.8 | 72.3556 | 0.24 | 5689.2305 | 0.28334 | 0 | 5689.2305 | 0 | 1.73 | 0 | 0 | 0 | 0 | 8649.9664 | -2960.7359 | -4229.6227 | 0 | 5190005.7612 | 5190.0058 | 157671.0611 | 5142.2302
2 | 17 | 10 | 16.7 | 92.9111 | 0.24 | 7305.4892 | 0.28307 | 0 | 7305.4892 | 0 | 1.6438 | 0 | 0 | 0 | 0 | 8218.7799 | -913.2907 | -1304.701 | 0 | 5188701.0602 | 5188.7011 | 157631.4246 | 5140.9375
2 | 17 | 11 | 18.9 | 111.8222 | 0.24 | 8792.4471 | 0.28372 | 0 | 8792.4471 | 0 | 1.7293 | 0 | 0 | 0 | 0 | 8646.5443 | 145.9029 | 0 | 102.132 | 5188803.1922 | 5188.8032 | 157634.5274 | 5141.0387
2 | 17 | 12 | 20 | 109.3556 | 0.24 | 8598.4961 | 0.30081 | 0 | 8598.4961 | 0 | 2.033 | 0 | 0 | 0 | 0 | 10164.8227 | -1566.3266 | -2237.6094 | 0 | 5186565.5827 | 5186.5656 | 157566.5493 | 5138.8216
2 | 17 | 13 | 20.6 | 138.2652 | 0.24 | 10871.6254 | 0.28487 | 0 | 10871.6254 | 0 | 1.9312 | 0 | 0 | 0 | 0 | 9656.0683 | 1215.5572 | 0 | 850.89 | 5187416.4728 | 5187.4165 | 157592.3992 | 5139.6647
2 | 17 | 14 | 21.7 | 219.6552 | 0.24 | 17271.227 | 0.23671 | 0 | 17271.227 | 0 | 1.7451 | 0 | 0 | 0 | 0 | 8725.2529 | 8545.9741 | 0 | 5982.1819 | 5193398.6546 | 5193.3987 | 157774.1363 | 5145.5918
2 | 17 | 15 | 21.7 | 266.5922 | 0.24 | 20961.8223 | 0.21035 | 0 | 20961.8223 | 0 | 1.623 | 0 | 0 | 0 | 0 | 8114.9757 | 12846.8466 | 0 | 8992.7926 | 5202391.4472 | 5202.3914 | 158047.3351 | 5154.5018
2 | 17 | 16 | 21.7 | 192.5291 | 0.24 | 15138.3329 | 0.20631 | 0 | 15138.3329 | 0 | 1.6629 | 0 | 0 | 0 | 0 | 8314.5991 | 6823.7337 | 0 | 4776.6136 | 5207168.0609 | 5207.1681 | 158192.4474 | 5159.2345
2 | 17 | 17 | 19.4 | 121.6296 | 0.24 | 9563.5912 | 0.22057 | 0 | 9563.5912 | 0 | 1.8559 | 0 | 0 | 0 | 0 | 9279.6356 | 283.9556 | 0 | 198.7689 | 5207366.8298 | 5207.3668 | 158198.486 | 5159.4314
2 | 17 | 18 | 14.4 | 4.7329 | 0.24 | 372.1455 | 0.26396 | 0 | 372.1455 | 0 | 2.3118 | 0 | 0 | 0 | 0 | 11558.7643 | -11186.6188 | -15980.884 | 0 | 5191385.9458 | 5191.3859 | 157712.9908 | 5143.5976
2 | 17 | 19 | 15.6 | 0 | 0.24 | 0 | 0.33524 | 0 | 0 | 0 | 1.8799 | 0 | 0 | 0 | 0 | 9399.4096 | -9399.4096 | -13427.728 | 0 | 5177958.2177 | 5177.9582 | 157305.0598 | 5130.2935
2 | 17 | 20 | 15 | 0 | 0.24 | 0 | 0.38341 | 0 | 0 | 0 | 1.5833 | 0 | 0 | 0 | 0 | 7916.4931 | -7916.4931 | -11309.2758 | 0 | 5166648.9419 | 5166.6489 | 156961.4868 | 5119.0883
2 | 17 | 21 | 13.9 | 0 | 0.24 | 0 | 0.4133 | 0 | 0 | 0 | 1.5988 | 0 | 0 | 0 | 0 | 7994.061 | -7994.061 | -11420.0871 | 0 | 5155228.8548 | 5155.2289 | 156614.5475 | 5107.7734
2 | 17 | 22 | 11.1 | 0 | 0.24 | 0 | 0.42075 | 0 | 0 | 0 | 1.6454 | 0 | 0 | 0 | 0 | 8226.7648 | -8226.7648 | -11752.5212 | 0 | 5143476.3336 | 5143.4763 | 156257.5089 | 5096.129
2 | 17 | 23 | 10.6 | 0 | 0.24 | 0 | 0.4126 | 0 | 0 | 0 | 1.576 | 0 | 0 | 0 | 0 | 7879.9905 | -7879.9905 | -11257.1293 | 0 | 5132219.2043 | 5132.2192 | 155915.5201 | 5084.9755
2 | 18 | 0 | 10.6 | 0 | 0.24 | 0 | 0.41933 | 0 | 0 | 0 | 1.4172 | 0 | 0 | 0 | 0 | 7086.0598 | -7086.0598 | -10122.9425 | 0 | 5122096.2618 | 5122.0963 | 155607.9877 | 5074.9458
2 | 18 | 1 | 9.4 | 0 | 0.24 | 0 | 0.43263 | 0 | 0 | 0 | 1.4585 | 0 | 0 | 0 | 0 | 7292.5274 | -7292.5274 | -10417.8963 | 0 | 5111678.3655 | 5111.6784 | 155291.4946 | 5064.6238
2 | 18 | 2 | 8.9 | 0 | 0.24 | 0 | 0.45668 | 0 | 0 | 0 | 1.4403 | 0 | 0 | 0 | 0 | 7201.271 | -7201.271 | -10287.53 | 0 | 5101390.8355 | 5101.3908 | 154978.9621 | 5054.431
2 | 18 | 3 | 9.4 | 0 | 0.24 | 0 | 0.48347 | 0 | 0 | 0 | 1.4612 | 0 | 0 | 0 | 0 | 7306.2159 | -7306.2159 | -10437.4512 | 0 | 5090953.3843 | 5090.9534 | 154661.875 | 5044.0896
2 | 18 | 4 | 10 | 0 | 0.24 | 0 | 0.49864 | 0 | 0 | 0 | 1.4063 | 0 | 0 | 0 | 0 | 7031.3059 | -7031.3059 | -10044.7228 | 0 | 5080908.6615 | 5080.9087 | 154356.7188 | 5034.1373
2 | 18 | 5 | 8.9 | 0 | 0.24 | 0 | 0.51628 | 0 | 0 | 0 | 1.3353 | 0 | 0 | 0 | 0 | 6676.5467 | -6676.5467 | -9537.9238 | 0 | 5071370.7377 | 5071.3707 | 154066.9591 | 5024.6872
2 | 18 | 6 | 8.9 | 0 | 0.24 | 0 | 0.50891 | 0 | 0 | 0 | 1.2103 | 0 | 0 | 0 | 0 | 6051.4403 | -6051.4403 | -8644.9147 | 0 | 5062725.823 | 5062.7258 | 153804.3288 | 5016.1219
2 | 18 | 7 | 11.7 | 60.0156 | 0.24 | 4718.9541 | 0.4995 | 0 | 4718.9541 | 0 | 1.1774 | 0 | 0 | 0 | 0 | 5887.1788 | -1168.2247 | -1668.8924 | 0 | 5061056.9306 | 5061.0569 | 153753.6283 | 5014.4683
2 | 18 | 8 | 13.3 | 308.178 | 0.24 | 24231.6654 | 0.49216 | 0 | 24231.6654 | 0 | 1.2963 | 0 | 0 | 0 | 0 | 6481.4861 | 17750.1793 | 0 | 12425.1255 | 5073482.0561 | 5073.4821 | 154131.1004 | 5026.7791
2 | 18 | 9 | 15.6 | 575.131 | 0.24 | 45221.8623 | 0.49821 | 0 | 45221.8623 | 0 | 1.3098 | 0 | 0 | 0 | 0 | 6548.7877 | 38673.0746 | 0 | 27071.1522 | 5100553.2084 | 5100.5532 | 154953.5152 | 5053.601
2 | 18 | 10 | 17.8 | 784.3667 | 0.24 | 61673.8142 | 0.4752 | 0 | 61673.8142 | 0 | 1.3581 | 0 | 0 | 0 | 0 | 6790.6172 | 54883.197 | 0 | 38418.2379 | 5138971.4463 | 5138.9714 | 156120.6515 | 5091.6656
2 | 18 | 11 | 19.4 | 932.0874 | 0.24 | 73288.9148 | 0.48844 | 0 | 73288.9148 | 0 | 1.5228 | 0 | 0 | 0 | 0 | 7614.2062 | 65674.7086 | 0 | 45972.296 | 5184943.7423 | 5184.9437 | 157517.2782 | 5137.2147
2 | 18 | 12 | 20 | 898.7804 | 0.24 | 70670.0275 | 0.49373 | 0 | 70670.0275 | 0 | 1.4539 | 0 | 0 | 0 | 0 | 7269.7133 | 63400.3142 | 0 | 44380.2199 | 5229323.9622 | 5229.324 | 158865.5381 | 5181.1864
2 | 18 | 13 | 20.6 | 964.3742 | 0.24 | 75827.5862 | 0.51998 | 0 | 75827.5862 | 0 | 1.4314 | 0 | 0 | 0 | 0 | 7156.7835 | 68670.8027 | 0 | 48069.5619 | 5277393.5241 | 5277.3935 | 160325.8792 | 5228.8135
2 | 18 | 14 | 20.6 | 858.1396 | 0.24 | 67474.4877 | 0.52994 | 0 | 67474.4877 | 0 | 1.4099 | 0 | 0 | 0 | 0 | 7049.5572 | 60424.9305 | 0 | 42297.4513 | 5319690.9755 | 5319.691 | 161610.8651 | 5270.7216
2 | 18 | 15 | 21.1 | 655.7952 | 0.24 | 51564.3874 | 0.5444 | 0 | 51564.3874 | 0 | 1.2735 | 0 | 0 | 0 | 0 | 6367.4156 | 45196.9719 | 0 | 31637.8803 | 5351328.8558 | 5351.3289 | 162572.0159 | 5302.0682
2 | 18 | 16 | 20.6 | 453.257 | 0.24 | 35639.0507 | 0.57021 | 0 | 35639.0507 | 0 | 1.2 | 0 | 0 | 0 | 0 | 6000.1086 | 29638.9421 | 0 | 20747.2595 | 5372076.1153 | 5372.0761 | 163202.3124 | 5322.6245
2 | 18 | 17 | 20 | 184.2669 | 0.24 | 14488.6832 | 0.60598 | 0 | 14488.6832 | 0 | 1.367 | 0 | 0 | 0 | 0 | 6835.1047 | 7653.5786 | 0 | 5357.505 | 5377433.6203 | 5377.4336 | 163365.072 | 5327.9327
2 | 18 | 18 | 17.8 | 8.4377 | 0.24 | 663.4495 | 0.61535 | 0 | 663.4495 | 0 | 1.7047 | 0 | 0 | 0 | 0 | 8523.3481 | -7859.8986 | -11228.4266 | 0 | 5366205.1937 | 5366.2052 | 163023.9553 | 5316.8076
2 | 18 | 19 | 16.7 | 0 | 0.24 | 0 | 0.61603 | 0 | 0 | 0 | 1.5676 | 0 | 0 | 0 | 0 | 7837.7844 | -7837.7844 | -11196.8349 | 0 | 5355008.3588 | 5355.0084 | 162683.7982 | 5305.7139
2 | 18 | 20 | 13.9 | 0 | 0.24 | 0 | 0.61322 | 0 | 0 | 0 | 1.4514 | 0 | 0 | 0 | 0 | 7257.1655 | -7257.1655 | -10367.3793 | 0 | 5344640.9795 | 5344.641 | 162368.8399 | 5295.4419
2 | 18 | 21 | 13.3 | 0 | 0.24 | 0 | 0.61421 | 0 | 0 | 0 | 1.4736 | 0 | 0 | 0 | 0 | 7367.8139 | -7367.8139 | -10525.4485 | 0 | 5334115.531 | 5334.1155 | 162049.0794 | 5285.0134
2 | 18 | 22 | 13.9 | 0 | 0.24 | 0 | 0.598 | 0 | 0 | 0 | 1.3102 | 0 | 0 | 0 | 0 | 6551.0691 | -6551.0691 | -9358.6702 | 0 | 5324756.8609 | 5324.7569 | 161764.7654 | 5275.7408
2 | 18 | 23 | 14.4 | 0 | 0.24 | 0 | 0.60075 | 0 | 0 | 0 | 1.1307 | 0 | 0 | 0 | 0 | 5653.3342 | -5653.3342 | -8076.1918 | 0 | 5316680.6691 | 5316.6807 | 161519.4127 | 5267.739
2 | 19 | 0 | 11.1 | 0 | 0.24 | 0 | 0.55718 | 0 | 0 | 0 | 1.0638 | 0 | 0 | 0 | 0 | 5319.1077 | -5319.1077 | -7598.7252 | 0 | 5309081.9439 | 5309.0819 | 161288.5654 | 5260.2102
2 | 19 | 1 | 11.1 | 0 | 0.24 | 0 | 0.51436 | 0 | 0 | 0 | 1.1181 | 0 | 0 | 0 | 0 | 5590.5955 | -5590.5955 | -7986.5649 | 0 | 5301095.3789 | 5301.0954 | 161045.9356 | 5252.2972
2 | 19 | 2 | 10 | 0 | 0.24 | 0 | 0.4949 | 0 | 0 | 0 | 1.1113 | 0 | 0 | 0 | 0 | 5556.3743 | -5556.3743 | -7937.6776 | 0 | 5293157.7014 | 5293.1577 | 160804.7909 | 5244.4326
2 | 19 | 3 | 9.4 | 0 | 0.24 | 0 | 0.47557 | 0 | 0 | 0 | 1.0741 | 0 | 0 | 0 | 0 | 5370.4394 | -5370.4394 | -7672.0563 | 0 | 5285485.6451 | 5285.4856 | 160571.7158 | 5236.8311
2 | 19 | 4 | 10.6 | 0 | 0.24 | 0 | 0.46889 | 0 | 0 | 0 | 1.1049 | 0 | 0 | 0 | 0 | 5524.4346 | -5524.4346 | -7892.0494 | 0 | 5277593.5957 | 5277.5936 | 160331.9573 | 5229.0117
2 | 19 | 5 | 10.6 | 0 | 0.24 | 0 | 0.47825 | 0 | 0 | 0 | 1.1939 | 0 | 0 | 0 | 0 | 5969.3095 | -5969.3095 | -8527.585 | 0 | 5269066.0107 | 5269.066 | 160072.8915 | 5220.5626
2 | 19 | 6 | 9.4 | 0 | 0.24 | 0 | 0.46477 | 0 | 0 | 0 | 1.279 | 0 | 0 | 0 | 0 | 6394.7925 | -6394.7925 | -9135.4179 | 0 | 5259930.5928 | 5259.9306 | 159795.3598 | 5211.5113
2 | 19 | 7 | 10.6 | 59.8174 | 0.24 | 4703.3668 | 0.48885 | 0 | 4703.3668 | 0 | 1.3015 | 0 | 0 | 0 | 0 | 6507.7223 | -1804.3555 | -2577.6508 | 0 | 5257352.942 | 5257.3529 | 159717.0514 | 5208.9574
2 | 19 | 8 | 13.3 | 304.0608 | 0.24 | 23907.9382 | 0.46708 | 0 | 23907.9382 | 0 | 1.2869 | 0 | 0 | 0 | 0 | 6434.7172 | 17473.221 | 0 | 12231.2547 | 5269584.1967 | 5269.5842 | 160088.6338 | 5221.076
2 | 19 | 9 | 15 | 584.5713 | 0.24 | 45964.1393 | 0.44324 | 0 | 45964.1393 | 0 | 1.3748 | 0 | 0 | 0 | 0 | 6873.8886 | 39090.2507 | 0 | 27363.1755 | 5296947.3722 | 5296.9474 | 160919.9202 | 5248.1873
2 | 19 | 10 | 18.3 | 781.4784 | 0.24 | 61446.7116 | 0.44696 | 0 | 61446.7116 | 0 | 1.5637 | 0 | 0 | 0 | 0 | 7818.3924 | 53628.3191 | 0 | 37539.8234 | 5334487.1956 | 5334.4872 | 162060.3705 | 5285.3816
2 | 19 | 11 | 20.6 | 891.5921 | 0.24 | 70104.8132 | 0.42496 | 0 | 70104.8132 | 0 | 1.8557 | 0 | 0 | 0 | 0 | 9278.4949 | 60826.3183 | 0 | 42578.4228 | 5377065.6184 | 5377.0656 | 163353.8922 | 5327.5681
2 | 19 | 12 | 22.2 | 987.8803 | 0.24 | 77675.8426 | 0.39914 | 0 | 77675.8426 | 0 | 1.7941 | 0 | 0 | 0 | 0 | 8970.5045 | 68705.3381 | 0 | 48093.7367 | 5425159.3551 | 5425.1594 | 164814.9677 | 5375.2191
2 | 19 | 13 | 23.9 | 931.6531 | 0.24 | 73254.7641 | 0.39203 | 0 | 73254.7641 | 0 | 1.7615 | 0 | 0 | 0 | 0 | 8807.3837 | 64447.3804 | 0 | 45113.1663 | 5470272.5214 | 5470.2725 | 166185.4943 | 5419.917
2 | 19 | 14 | 25 | 859.2281 | 0.24 | 67560.0748 | 0.37938 | 0 | 67560.0748 | 0.8 | 0.95958 | 0 | 0 | 0 | 0 | 8797.8857 | 58762.1892 | 0 | 41133.5324 | 5511406.0538 | 5511.4061 | 167435.1206 | 5460.6719
2 | 19 | 15 | 25 | 691.5033 | 0.24 | 54372.0709 | 0.37802 | 0 | 54372.0709 | 0.8 | 0.74011 | 0 | 0 | 0 | 0 | 7700.5274 | 46671.5435 | 0 | 32670.0804 | 5544076.1342 | 5544.0761 | 168427.6294 | 5493.0412
2 | 19 | 16 | 25.6 | 458.7586 | 0.2388 | 35891.2808 | 0.3895 | 0 | 35891.2808 | 1.28 | 0.24838 | 0 | 0 | 0 | 0 | 7641.8998 | 28249.3809 | 0 | 19774.5667 | 5563850.7009 | 5563.8507 | 169028.3757 | 5512.6337
2 | 19 | 17 | 24.4 | 174.8614 | 0.24 | 13749.14 | 0.38489 | 0 | 13749.14 | 0.32 | 1.2556 | 0 | 0 | 0 | 0 | 7877.7883 | 5871.3517 | 0 | 4109.9462 | 5567960.6471 | 5567.9606 | 169153.2348 | 5516.7059
2 | 19 | 18 | 19.4 | 9.1416 | 0.24 | 718.7893 | 0.37463 | 0 | 718.7893 | 0 | 1.6736 | 0 | 0 | 0 | 0 | 8368.2123 | -7649.4229 | -10927.7471 | 0 | 5557032.9 | 5557.0329 | 168821.2527 | 5505.8787
2 | 19 | 19 | 20 | 0 | 0.24 | 0 | 0.39137 | 0 | 0 | 0 | 1.6029 | 0 | 0 | 0 | 0 | 8014.5937 | -8014.5937 | -11449.4196 | 0 | 5545583.4805 | 5545.5835 | 168473.4222 | 5494.5347
2 | 19 | 20 | 16.1 | 0 | 0.24 | 0 | 0.40362 | 0 | 0 | 0 | 1.5541 | 0 | 0 | 0 | 0 | 7770.4828 | -7770.4828 | -11100.6897 | 0 | 5534482.7908 | 5534.4828 | 168136.186 | 5483.5362
2 | 19 | 21 | 15.6 | 0 | 0.24 | 0 | 0.42831 | 0 | 0 | 0 | 1.5404 | 0 | 0 | 0 | 0 | 7702.0405 | -7702.0405 | -11002.915 | 0 | 5523479.8758 | 5523.4799 | 167801.9203 | 5472.6345
2 | 19 | 22 | 15 | 0 | 0.24 | 0 | 0.44441 | 0 | 0 | 0 | 1.4653 | 0 | 0 | 0 | 0 | 7326.7485 | -7326.7485 | -10466.7836 | 0 | 5513013.0921 | 5513.0131 | 167483.942 | 5462.2641
2 | 19 | 23 | 13.9 | 0 | 0.24 | 0 | 0.46465 | 0 | 0 | 0 | 1.4161 | 0 | 0 | 0 | 0 | 7080.3563 | -7080.3563 | -10114.7946 | 0 | 5502898.2975 | 5502.8983 | 167176.6571 | 5452.2424
2 | 20 | 0 | 10 | 0 | 0.24 | 0 | 0.48837 | 0 | 0 | 0 | 1.3374 | 0 | 0 | 0 | 0 | 6686.813 | -6686.813 | -9552.59 | 0 | 5493345.7075 | 5493.3457 | 166886.4519 | 5442.7778
2 | 20 | 1 | 10.6 | 0 | 0.24 | 0 | 0.50603 | 0 | 0 | 0 | 1.3668 | 0 | 0 | 0 | 0 | 6833.964 | -6833.964 | -9762.8057 | 0 | 5483582.9018 | 5483.5829 | 166589.8603 | 5433.1048
2 | 20 | 2 | 10.6 | 0 | 0.24 | 0 | 0.54188 | 0 | 0 | 0 | 1.4168 | 0 | 0 | 0 | 0 | 7083.7784 | -7083.7784 | -10119.6834 | 0 | 5473463.2184 | 5473.4632 | 166282.4269 | 5423.0783
2 | 20 | 3 | 8.3 | 0 | 0.24 | 0 | 0.54814 | 0 | 0 | 0 | 1.3866 | 0 | 0 | 0 | 0 | 6933.2053 | -6933.2053 | -9904.579 | 0 | 5463558.6394 | 5463.5586 | 165981.5283 | 5413.2649
2 | 20 | 4 | 7.8 | 0 | 0.24 | 0 | 0.57134 | 0 | 0 | 0 | 1.3846 | 0 | 0 | 0 | 0 | 6922.939 | -6922.939 | -9889.9128 | 0 | 5453668.7266 | 5453.6687 | 165681.0752 | 5403.466
2 | 20 | 5 | 8.9 | 0 | 0.24 | 0 | 0.59816 | 0 | 0 | 0 | 1.3353 | 0 | 0 | 0 | 0 | 6676.5467 | -6676.5467 | -9537.9238 | 0 | 5444130.8028 | 5444.1308 | 165391.3155 | 5394.0159
2 | 20 | 6 | 8.3 | 0 | 0.24 | 0 | 0.58353 | 0 | 0 | 0 | 1.4069 | 0 | 0 | 0 | 0 | 7034.7281 | -7034.7281 | -10049.6115 | 0 | 5434081.1913 | 5434.0812 | 165086.0109 | 5384.0588
2 | 20 | 7 | 8.9 | 65.7225 | 0.24 | 5167.6783 | 0.56104 | 0 | 5167.6783 | 0 | 1.3353 | 0 | 0 | 0 | 0 | 6676.5467 | -1508.8683 | -2155.5262 | 0 | 5431925.6651 | 5431.9257 | 165020.5265 | 5381.9231
2 | 20 | 8 | 13.3 | 327.4254 | 0.24 | 25745.0648 | 0.52583 | 0 | 25745.0648 | 0 | 1.3745 | 0 | 0 | 0 | 0 | 6872.7479 | 18872.3169 | 0 | 13210.6218 | 5445136.2869 | 5445.1363 | 165421.8619 | 5395.0121
2 | 20 | 9 | 18.9 | 521.0881 | 0.24 | 40972.5356 | 0.44083 | 0 | 40972.5356 | 0 | 1.5557 | 0 | 0 | 0 | 0 | 7778.4677 | 33194.0679 | 0 | 23235.8475 | 5468372.1344 | 5468.3721 | 166127.761 | 5418.0341
2 | 20 | 10 | 23.9 | 784.3165 | 0.24 | 61669.8687 | 0.40067 | 0 | 61669.8687 | 0 | 1.4165 | 0 | 0 | 0 | 0 | 7082.6377 | 54587.231 | 0 | 38211.0617 | 5506583.1962 | 5506.5832 | 167288.6034 | 5455.8934
2 | 20 | 11 | 25.6 | 954.5248 | 0.2388 | 74677.874 | 0.40027 | 0 | 74677.874 | 1.28 | 0.24633 | 0 | 0 | 0 | 0 | 7631.6335 | 67046.2405 | 0 | 46932.3684 | 5553515.5645 | 5553.5156 | 168714.3969 | 5502.3937
2 | 20 | 12 | 26.7 | 1012.9673 | 0.2366 | 78520.0491 | 0.38969 | 0 | 78520.0491 | 2.16 | 0 | 0 | 0 | 0 | 0 | 10800 | 67720.0491 | 0 | 47404.0343 | 5600919.5989 | 5600.9196 | 170154.5195 | 5549.3614
2 | 20 | 13 | 27.8 | 987.0677 | 0.2344 | 75801.0025 | 0.38015 | 0 | 75801.0025 | 3.04 | 0 | 0 | 0 | 0 | 0 | 15200 | 60601.0025 | 0 | 42420.7018 | 5643340.3006 | 5643.3403 | 171443.2496 | 5591.3916
2 | 20 | 14 | 26.1 | 882.0316 | 0.2378 | 68717.3532 | 0.36804 | 0 | 68717.3532 | 1.68 | 0 | 0 | 0 | 0 | 0 | 8400 | 60317.3532 | 0 | 42222.1472 | 5685562.4479 | 5685.5624 | 172725.9478 | 5633.2251
2 | 20 | 15 | 25.6 | 702.4366 | 0.2388 | 54955.5905 | 0.40381 | 0 | 54955.5905 | 1.28 | 0.28374 | 0 | 0 | 0 | 0 | 7818.7091 | 47136.8814 | 0 | 32995.817 | 5718558.2649 | 5718.5583 | 173728.3523 | 5665.9172
2 | 20 | 16 | 25.6 | 459.4346 | 0.2388 | 35944.1659 | 0.41387 | 0 | 35944.1659 | 1.28 | 0.23469 | 0 | 0 | 0 | 0 | 7573.4575 | 28370.7084 | 0 | 19859.4959 | 5738417.7607 | 5738.4178 | 174331.6788 | 5685.5939
2 | 20 | 17 | 23.9 | 166.9954 | 0.24 | 13130.646 | 0.43378 | 0 | 13130.646 | 0 | 1.3903 | 0 | 0 | 0 | 0 | 6951.4566 | 6179.1894 | 0 | 4325.4326 | 5742743.1933 | 5742.7432 | 174463.0844 | 5689.8795
2 | 20 | 18 | 22.2 | 8.6503 | 0.24 | 680.1648 | 0.45829 | 0 | 680.1648 | 0 | 1.3155 | 0 | 0 | 0 | 0 | 6577.3053 | -5897.1405 | -8424.4864 | 0 | 5734318.7069 | 5734.3187 | 174207.1506 | 5681.5325
2 | 20 | 19 | 21.7 | 0 | 0.24 | 0 | 0.47553 | 0 | 0 | 0 | 1.2206 | 0 | 0 | 0 | 0 | 6102.772 | -6102.772 | -8718.2457 | 0 | 5725600.4612 | 5725.6005 | 173942.2925 | 5672.8945
2 | 20 | 20 | 21.1 | 0 | 0.24 | 0 | 0.50679 | 0 | 0 | 0 | 1.2587 | 0 | 0 | 0 | 0 | 6293.2698 | -6293.2698 | -8990.3854 | 0 | 5716610.0758 | 5716.6101 | 173669.1669 | 5663.9869
2 | 20 | 21 | 20 | 0 | 0.24 | 0 | 0.53668 | 0 | 0 | 0 | 1.3536 | 0 | 0 | 0 | 0 | 6767.8031 | -6767.8031 | -9668.2901 | 0 | 5706941.7857 | 5706.9418 | 173375.4467 | 5654.4076
2 | 20 | 22 | 19.4 | 0 | 0.24 | 0 | 0.55468 | 0 | 0 | 0 | 1.1649 | 0 | 0 | 0 | 0 | 5824.44 | -5824.44 | -8320.6286 | 0 | 5698621.1571 | 5698.6212 | 173122.6681 | 5646.1636
2 | 20 | 23 | 20 | 0 | 0.24 | 0 | 0.56416 | 0 | 0 | 0 | 1.0732 | 0 | 0 | 0 | 0 | 5365.8766 | -5365.8766 | -7665.5379 | 0 | 5690955.6192 | 5690.9556 | 172889.791 | 5638.5686
2 | 21 | 0 | 19.4 | 0 | 0.24 | 0 | 0.57645 | 0 | 0 | 0 | 0.91758 | 0 | 0 | 0 | 0 | 4587.9157 | -4587.9157 | -6554.1653 | 0 | 5684401.4539 | 5684.4015 | 172690.6771 | 5632.0748
2 | 21 | 1 | 19.4 | 0 | 0.24 | 0 | 0.62271 | 0 | 0 | 0 | 0.92534 | 0 | 0 | 0 | 0 | 4626.6997 | -4626.6997 | -6609.571 | 0 | 5677791.8829 | 5677.7919 | 172489.88 | 5625.5261
2 | 21 | 2 | 18.9 | 0 | 0.24 | 0 | 0.60483 | 0 | 0 | 0 | 0.90572 | 0 | 0 | 0 | 0 | 4528.5991 | -4528.5991 | -6469.4272 | 0 | 5671322.4557 | 5671.3225 | 172293.3404 | 5619.1162
2 | 21 | 3 | 18.3 | 0 | 0.24 | 0 | 0.61352 | 0 | 0 | 0 | 0.86351 | 0 | 0 | 0 | 0 | 4317.5686 | -4317.5686 | -6167.9552 | 0 | 5665154.5005 | 5665.1545 | 172105.9595 | 5613.005
2 | 21 | 4 | 18.3 | 0 | 0.24 | 0 | 0.58285 | 0 | 0 | 0 | 0.85439 | 0 | 0 | 0 | 0 | 4271.9404 | -4271.9404 | -6102.772 | 0 | 5659051.7285 | 5659.0517 | 171920.5588 | 5606.9584
2 | 21 | 5 | 18.3 | 0 | 0.24 | 0 | 0.57753 | 0 | 0 | 0 | 0.85576 | 0 | 0 | 0 | 0 | 4278.7846 | -4278.7846 | -6112.5495 | 0 | 5652939.179 | 5652.9392 | 171734.8611 | 5600.9021
2 | 21 | 6 | 18.3 | 0 | 0.24 | 0 | 0.55045 | 0 | 0 | 0 | 0.92055 | 0 | 0 | 0 | 0 | 4602.7449 | -4602.7449 | -6575.3498 | 0 | 5646363.8291 | 5646.3638 | 171535.1037 | 5594.3873
2 | 21 | 7 | 18.3 | 4.1111 | 0.24 | 323.2517 | 0.53303 | 0 | 323.2517 | 0 | 0.96435 | 0 | 0 | 0 | 0 | 4821.7603 | -4498.5085 | -6426.4407 | 0 | 5639937.3884 | 5639.9374 | 171339.87 | 5588.02
2 | 21 | 8 | 17.8 | 363.6025 | 0.24 | 28589.6297 | 0.48332 | 0 | 28589.6297 | 0 | 0.95477 | 0 | 0 | 0 | 0 | 4773.8506 | 23815.7791 | 0 | 16671.0453 | 5656608.4337 | 5656.6084 | 171846.3322 | 5604.5376
2 | 21 | 9 | 18.3 | 607.2359 | 0.24 | 47746.2319 | 0.44568 | 0 | 47746.2319 | 0 | 0.97439 | 0 | 0 | 0 | 0 | 4871.9513 | 42874.2806 | 0 | 30011.9964 | 5686620.4302 | 5686.6204 | 172758.089 | 5634.2733
2 | 21 | 10 | 18.9 | 781.7547 | 0.24 | 61468.4355 | 0.45267 | 0 | 61468.4355 | 0 | 0.98945 | 0 | 0 | 0 | 0 | 4947.2378 | 56521.1977 | 0 | 39564.8384 | 5726185.2685 | 5726.1853 | 173960.0588 | 5673.474
2 | 21 | 11 | 19.4 | 884.1128 | 0.24 | 69516.7296 | 0.44928 | 0 | 69516.7296 | 0 | 1.0403 | 0 | 0 | 0 | 0 | 5201.615 | 64315.1146 | 0 | 45020.5802 | 5771205.8487 | 5771.2058 | 175327.7726 | 5718.0801
2 | 21 | 12 | 22.2 | 997.8892 | 0.24 | 78462.8341 | 0.43873 | 0 | 78462.8341 | 0 | 1.1653 | 0 | 0 | 0 | 0 | 5826.7214 | 72636.1127 | 0 | 50845.2789 | 5822051.1276 | 5822.0511 | 176872.4393 | 5768.4574
2 | 21 | 13 | 21.1 | 976.8715 | 0.24 | 76810.2342 | 0.42081 | 0 | 76810.2342 | 0 | 1.1647 | 0 | 0 | 0 | 0 | 5823.2993 | 70986.9349 | 0 | 49690.8544 | 5871741.9821 | 5871.742 | 178382.0349 | 5817.6908
2 | 21 | 14 | 21.1 | 865.0699 | 0.24 | 68019.4105 | 0.40367 | 0 | 68019.4105 | 0 | 1.0709 | 0 | 0 | 0 | 0 | 5354.4695 | 62664.941 | 0 | 43865.4587 | 5915607.4408 | 5915.6074 | 179714.6564 | 5861.1525
2 | 21 | 15 | 21.1 | 689.2395 | 0.24 | 54194.0714 | 0.38317 | 0 | 54194.0714 | 0 | 0.85256 | 0 | 0 | 0 | 0 | 4262.8148 | 49931.2567 | 0 | 34951.8797 | 5950559.3204 | 5950.5593 | 180776.4857 | 5895.7826
2 | 21 | 16 | 20 | 448.7334 | 0.24 | 35283.3713 | 0.38437 | 0 | 35283.3713 | 0 | 0.85005 | 0 | 0 | 0 | 0 | 4250.267 | 31033.1043 | 0 | 21723.173 | 5972282.4934 | 5972.2825 | 181436.4302 | 5917.3058
2 | 21 | 17 | 18.3 | 183.2377 | 0.24 | 14407.7602 | 0.38069 | 0 | 14407.7602 | 0 | 0.99926 | 0 | 0 | 0 | 0 | 4996.2881 | 9411.4721 | 0 | 6588.0304 | 5978870.5239 | 5978.8705 | 181636.5729 | 5923.8332
2 | 21 | 18 | 16.7 | 10.3924 | 0.24 | 817.1411 | 0.36582 | 0 | 817.1411 | 0 | 1.059 | 0 | 0 | 0 | 0 | 5295.1528 | -4478.0118 | -6397.1597 | 0 | 5972473.3642 | 5972.4734 | 181442.2288 | 5917.4949
2 | 21 | 19 | 15.6 | 0 | 0.24 | 0 | 0.34833 | 0 | 0 | 0 | 1.091 | 0 | 0 | 0 | 0 | 5454.8516 | -5454.8516 | -7792.6451 | 0 | 5964680.7191 | 5964.6807 | 181205.4902 | 5909.774
2 | 21 | 20 | 15 | 0 | 0.24 | 0 | 0.3387 | 0 | 0 | 0 | 1.3933 | 0 | 0 | 0 | 0 | 6966.2857 | -6966.2857 | -9951.8368 | 0 | 5954728.8824 | 5954.7289 | 180903.1559 | 5899.9138
2 | 21 | 21 | 13.3 | 0 | 0.24 | 0 | 0.32235 | 0 | 0 | 0 | 1.5705 | 0 | 0 | 0 | 0 | 7852.6136 | -7852.6136 | -11218.0194 | 0 | 5943510.863 | 5943.5109 | 180562.3553 | 5888.799
2 | 21 | 22 | 12.8 | 0 | 0.24 | 0 | 0.31408 | 0 | 0 | 0 | 1.5888 | 0 | 0 | 0 | 0 | 7943.87 | -7943.87 | -11348.3857 | 0 | 5932162.4773 | 5932.1625 | 180217.5942 | 5877.5551
2 | 21 | 23 | 11.7 | 0 | 0.24 | 0 | 0.28966 | 0 | 0 | 0 | 1.4731 | 0 | 0 | 0 | 0 | 7365.5325 | -7365.5325 | -10522.1893 | 0 | 5921640.288 | 5921.6403 | 179897.9328 | 5867.1298
2 | 22 | 0 | 11.1 | 0 | 0.24 | 0 | 0.28262 | 0 | 0 | 0 | 1.0449 | 0 | 0 | 0 | 0 | 5224.4291 | -5224.4291 | -7463.4702 | 0 | 5914176.8178 | 5914.1768 | 179671.1945 | 5859.735
2 | 22 | 1 | 9.4 | 0 | 0.24 | 0 | 0.25063 | 0 | 0 | 0 | 0.85325 | 0 | 0 | 0 | 0 | 4266.2369 | -4266.2369 | -6094.6241 | 0 | 5908082.1937 | 5908.0822 | 179486.0413 | 5853.6965
2 | 22 | 2 | 9.4 | 0 | 0.24 | 0 | 0.2106 | 0 | 0 | 0 | 0.88952 | 0 | 0 | 0 | 0 | 4447.609 | -4447.609 | -6353.7271 | 0 | 5901728.4665 | 5901.7285 | 179293.0167 | 5847.4012
2 | 22 | 3 | 8.3 | 0 | 0.24 | 0 | 0.17095 | 0 | 0 | 0 | 0.83386 | 0 | 0 | 0 | 0 | 4169.277 | -4169.277 | -5956.1099 | 0 | 5895772.3566 | 5895.7724 | 179112.0716 | 5841.5
2 | 22 | 4 | 7.8 | 0 | 0.24 | 0 | 0.15165 | 0 | 0 | 0 | 0.86283 | 0 | 0 | 0 | 0 | 4314.1465 | -4314.1465 | -6163.0664 | 0 | 5889609.2901 | 5889.6093 | 178924.8392 | 5835.3936
2 | 22 | 5 | 6.7 | 0 | 0.24 | 0 | 0.11563 | 0 | 0 | 0 | 1.0152 | 0 | 0 | 0 | 0 | 5076.1375 | -5076.1375 | -7251.625 | 0 | 5882357.6652 | 5882.3577 | 178704.5367 | 5828.2087
2 | 22 | 6 | 6.1 | 0 | 0.24 | 0 | 0.079077 | 0 | 0 | 0 | 1.1841 | 0 | 0 | 0 | 0 | 5920.2592 | -5920.2592 | -8457.5132 | 0 | 5873900.152 | 5873.9002 | 178447.5996 | 5819.8291
2 | 22 | 7 | 7.2 | 19.7333 | 0.24 | 1551.6083 | 0.079637 | 0 | 1551.6083 | 0 | 1.1761 | 0 | 0 | 0 | 0 | 5880.3345 | -4328.7262 | -6183.8946 | 0 | 5867716.2574 | 5867.7163 | 178259.7344 | 5813.7021
2 | 22 | 8 | 9.4 | 346.5776 | 0.24 | 27250.9824 | 0.075652 | 0 | 27250.9824 | 0 | 1.1715 | 0 | 0 | 0 | 0 | 5857.5204 | 21393.462 | 0 | 14975.4234 | 5882691.6808 | 5882.6917 | 178714.684 | 5828.5397
2 | 22 | 9 | 11.1 | 579.2589 | 0.24 | 45546.4304 | 0.061849 | 0 | 45546.4304 | 0 | 1.1343 | 0 | 0 | 0 | 0 | 5671.5855 | 39874.8449 | 0 | 27912.3914 | 5910604.0722 | 5910.6041 | 179562.6554 | 5856.1951
2 | 22 | 10 | 13.3 | 797.7644 | 0.24 | 62727.2548 | 0.04591 | 0 | 62727.2548 | 0 | 1.0828 | 0 | 0 | 0 | 0 | 5413.7862 | 57313.4687 | 0 | 40119.4281 | 5950723.5003 | 5950.7235 | 180781.4734 | 5895.9453
2 | 22 | 11 | 15 | 918.0335 | 0.24 | 72183.8694 | 0.037532 | 0 | 72183.8694 | 0 | 0.99219 | 0 | 0 | 0 | 0 | 4960.9263 | 67222.9432 | 0 | 47056.0602 | 5997779.5605 | 5997.7796 | 182211.0246 | 5942.5682
2 | 22 | 12 | 16.7 | 979.6049 | 0.24 | 77025.1596 | 0.043898 | 0 | 77025.1596 | 0 | 0.93903 | 0 | 0 | 0 | 0 | 4695.142 | 72330.0177 | 0 | 50631.0124 | 6048410.5728 | 6048.4106 | 183749.182 | 5992.7331
2 | 22 | 13 | 16.1 | 955.2968 | 0.24 | 75113.8407 | 0.045995 | 0 | 75113.8407 | 0 | 0.98123 | 0 | 0 | 0 | 0 | 4906.1724 | 70207.6683 | 0 | 49145.3678 | 6097555.9406 | 6097.5559 | 185242.2058 | 6041.4261
2 | 22 | 14 | 16.7 | 840.0851 | 0.24 | 66054.8854 | 0.054076 | 0 | 66054.8854 | 0 | 0.93515 | 0 | 0 | 0 | 0 | 4675.75 | 61379.1354 | 0 | 42965.3948 | 6140521.3354 | 6140.5213 | 186547.4836 | 6083.9959
2 | 22 | 15 | 16.7 | 636.1463 | 0.24 | 50019.4226 | 0.072221 | 0 | 50019.4226 | 0 | 0.87811 | 0 | 0 | 0 | 0 | 4390.5737 | 45628.8488 | 0 | 31940.1942 | 6172461.5296 | 6172.4615 | 187517.8186 | 6115.6421
2 | 22 | 16 | 16.7 | 447.6968 | 0.24 | 35201.8619 | 0.096889 | 0 | 35201.8619 | 0 | 0.84595 | 0 | 0 | 0 | 0 | 4229.7343 | 30972.1276 | 0 | 21680.4893 | 6194142.0189 | 6194.142 | 188176.4664 | 6137.123
2 | 22 | 17 | 16.7 | 190.9548 | 0.24 | 15014.5436 | 0.14237 | 0 | 15014.5436 | 0 | 0.97051 | 0 | 0 | 0 | 0 | 4852.5593 | 10161.9843 | 0 | 7113.389 | 6201255.4079 | 6201.2554 | 188392.5694 | 6144.1709
2 | 22 | 18 | 15 | 11.916 | 0.24 | 936.9384 | 0.17104 | 0 | 936.9384 | 0 | 1.1241 | 0 | 0 | 0 | 0 | 5620.2538 | -4683.3154 | -6690.4505 | 0 | 6194564.9573 | 6194.565 | 188189.3152 | 6137.5421
2 | 22 | 19 | 12.8 | 0 | 0.24 | 0 | 0.22176 | 0 | 0 | 0 | 0.9534 | 0 | 0 | 0 | 0 | 4767.0064 | -4767.0064 | -6810.0092 | 0 | 6187754.9482 | 6187.7549 | 187982.4288 | 6130.7948
2 | 22 | 20 | 12.2 | 0 | 0.24 | 0 | 0.27225 | 0 | 0 | 0 | 0.9607 | 0 | 0 | 0 | 0 | 4803.509 | -4803.509 | -6862.1557 | 0 | 6180892.7925 | 6180.8928 | 187773.9583 | 6123.9958
2 | 22 | 21 | 12.8 | 0 | 0.24 | 0 | 0.3173 | 0 | 0 | 0 | 1.1615 | 0 | 0 | 0 | 0 | 5807.3294 | -5807.3294 | -8296.1849 | 0 | 6172596.6076 | 6172.5966 | 187521.9223 | 6115.776
2 | 22 | 22 | 11.7 | 0 | 0.24 | 0 | 0.35553 | 0 | 0 | 0 | 1.2897 | 0 | 0 | 0 | 0 | 6448.4057 | -6448.4057 | -9212.0081 | 0 | 6163384.5995 | 6163.3846 | 187242.0638 | 6106.6487
2 | 22 | 23 | 11.1 | 0 | 0.24 | 0 | 0.37109 | 0 | 0 | 0 | 1.2468 | 0 | 0 | 0 | 0 | 6233.9531 | -6233.9531 | -8905.6473 | 0 | 6154478.9523 | 6154.479 | 186971.5125 | 6097.8251
2 | 23 | 0 | 11.7 | 0 | 0.24 | 0 | 0.35875 | 0 | 0 | 0 | 1.0718 | 0 | 0 | 0 | 0 | 5359.0323 | -5359.0323 | -7655.7605 | 0 | 6146823.1918 | 6146.8232 | 186738.9324 | 6090.2398
2 | 23 | 1 | 10.6 | 0 | 0.24 | 0 | 0.39289 | 0 | 0 | 0 | 1.0353 | 0 | 0 | 0 | 0 | 5176.5195 | -5176.5195 | -7395.0279 | 0 | 6139428.1639 | 6139.4282 | 186514.2733 | 6082.9128
2 | 23 | 2 | 8.3 | 0 | 0.24 | 0 | 0.37191 | 0 | 0 | 0 | 1.0426 | 0 | 0 | 0 | 0 | 5213.0221 | -5213.0221 | -7447.1744 | 0 | 6131980.9895 | 6131.981 | 186288.0301 | 6075.5342
2 | 23 | 3 | 8.3 | 0 | 0.24 | 0 | 0.37111 | 0 | 0 | 0 | 1.0161 | 0 | 0 | 0 | 0 | 5080.7003 | -5080.7003 | -7258.1433 | 0 | 6124722.8462 | 6124.7228 | 186067.5295 | 6068.3429
2 | 23 | 4 | 7.2 | 0 | 0.24 | 0 | 0.38478 | 0 | 0 | 0 | 1.0355 | 0 | 0 | 0 | 0 | 5177.6602 | -5177.6602 | -7396.6575 | 0 | 6117326.1887 | 6117.3262 | 185842.8209 | 6061.0143
2 | 23 | 5 | 6.1 | 0 | 0.24 | 0 | 0.4047 | 0 | 0 | 0 | 1.0447 | 0 | 0 | 0 | 0 | 5223.2884 | -5223.2884 | -7461.8406 | 0 | 6109864.3481 | 6109.8643 | 185616.1321 | 6053.6212
2 | 23 | 6 | 7.2 | 0 | 0.24 | 0 | 0.39668 | 0 | 0 | 0 | 1.1535 | 0 | 0 | 0 | 0 | 5767.4047 | -5767.4047 | -8239.1496 | 0 | 6101625.1985 | 6101.6252 | 185365.8288 | 6045.4579
2 | 23 | 7 | 7.2 | 23.8444 | 0.24 | 1874.8601 | 0.38814 | 0 | 1874.8601 | 0 | 1.1886 | 0 | 0 | 0 | 0 | 5943.0733 | -4068.2133 | -5811.7332 | 0 | 6095813.4653 | 6095.8135 | 185189.2698 | 6039.6996
2 | 23 | 8 | 10.6 | 291.7583 | 0.24 | 22940.603 | 0.36953 | 0 | 22940.603 | 0 | 1.1469 | 0 | 0 | 0 | 0 | 5734.3243 | 17206.2787 | 0 | 12044.3951 | 6107857.8604 | 6107.8579 | 185555.1755 | 6051.6331
2 | 23 | 9 | 12.8 | 506.0236 | 0.24 | 39788.0278 | 0.3527 | 0 | 39788.0278 | 0 | 1.1457 | 0 | 0 | 0 | 0 | 5728.6208 | 34059.407 | 0 | 23841.5849 | 6131699.4453 | 6131.6994 | 186279.4768 | 6075.2553
2 | 23 | 10 | 15.6 | 671.5126 | 0.24 | 52800.2305 | 0.354 | 0 | 52800.2305 | 0 | 1.0818 | 0 | 0 | 0 | 0 | 5409.2234 | 47391.0072 | 0 | 33173.705 | 6164873.1503 | 6164.8732 | 187287.2856 | 6108.1236
2 | 23 | 11 | 17.8 | 830.3797 | 0.24 | 65291.7589 | 0.35379 | 0 | 65291.7589 | 0 | 1.1542 | 0 | 0 | 0 | 0 | 5770.8269 | 59520.932 | 0 | 41664.6524 | 6206537.8027 | 6206.5378 | 188553.0472 | 6149.4047
2 | 23 | 12 | 20.6 | 854.146 | 0.24 | 67160.4758 | 0.36412 | 0 | 67160.4758 | 0 | 1.3684 | 0 | 0 | 0 | 0 | 6841.9489 | 60318.5269 | 0 | 42222.9689 | 6248760.7716 | 6248.7608 | 189835.7703 | 6191.239
2 | 23 | 13 | 22.2 | 950.4983 | 0.24 | 74736.5432 | 0.40045 | 0 | 74736.5432 | 0 | 1.4366 | 0 | 0 | 0 | 0 | 7183.0197 | 67553.5235 | 0 | 47287.4664 | 6296048.238 | 6296.0482 | 191272.3515 | 6238.0912
2 | 23 | 14 | 23.9 | 840.3443 | 0.24 | 66075.2665 | 0.42786 | 0 | 66075.2665 | 0 | 1.2342 | 0 | 0 | 0 | 0 | 6171.2143 | 59904.0522 | 0 | 41932.8365 | 6337981.0746 | 6337.9811 | 192546.2605 | 6279.638
2 | 23 | 15 | 23.3 | 591.1008 | 0.24 | 46477.5503 | 0.44847 | 0 | 46477.5503 | 0 | 0.99949 | 0 | 0 | 0 | 0 | 4997.4288 | 41480.1215 | 0 | 29036.085 | 6367017.1596 | 6367.0172 | 193428.3694 | 6308.4068
2 | 23 | 16 | 23.3 | 397.7529 | 0.24 | 31274.8334 | 0.46068 | 0 | 31274.8334 | 0 | 1.1405 | 0 | 0 | 0 | 0 | 5702.3846 | 25572.4489 | 0 | 17900.7142 | 6384917.8738 | 6384.9179 | 193972.1886 | 6326.1427
2 | 23 | 17 | 21.1 | 88.5539 | 0.24 | 6962.8849 | 0.45661 | 0 | 6962.8849 | 0 | 1.5986 | 0 | 0 | 0 | 0 | 7992.9203 | -1030.0354 | -1471.4791 | 0 | 6383446.3947 | 6383.4464 | 193927.4854 | 6324.6848
2 | 23 | 18 | 16.7 | 4.2492 | 0.24 | 334.1122 | 0.43205 | 0 | 334.1122 | 0 | 1.2783 | 0 | 0 | 0 | 0 | 6391.3704 | -6057.2582 | -8653.226 | 0 | 6374793.1687 | 6374.7932 | 193664.6026 | 6316.1112
2 | 23 | 19 | 13.9 | 0 | 0.24 | 0 | 0.37256 | 0 | 0 | 0 | 0.92922 | 0 | 0 | 0 | 0 | 4646.0917 | -4646.0917 | -6637.2738 | 0 | 6368155.8948 | 6368.1559 | 193462.9639 | 6309.5351
2 | 23 | 20 | 13.9 | 0 | 0.24 | 0 | 0.34898 | 0 | 0 | 0 | 0.78914 | 0 | 0 | 0 | 0 | 3945.6988 | -3945.6988 | -5636.7125 | 0 | 6362519.1823 | 6362.5192 | 193291.722 | 6303.9502
2 | 23 | 21 | 11.1 | 0 | 0.24 | 0 | 0.3331 | 0 | 0 | 0 | 0.84412 | 0 | 0 | 0 | 0 | 4220.6087 | -4220.6087 | -6029.441 | 0 | 6356489.7413 | 6356.4897 | 193108.5491 | 6297.9763
2 | 23 | 22 | 11.1 | 0 | 0.24 | 0 | 0.31237 | 0 | 0 | 0 | 0.87378 | 0 | 0 | 0 | 0 | 4368.9003 | -4368.9003 | -6241.2862 | 0 | 6350248.4551 | 6350.2485 | 192918.9404 | 6291.7925
2 | 23 | 23 | 12.8 | 0 | 0.24 | 0 | 0.31151 | 0 | 0 | 0 | 0.89454 | 0 | 0 | 0 | 0 | 4472.7045 | -4472.7045 | -6389.5779 | 0 | 6343858.8773 | 6343.8589 | 192724.8267 | 6285.4617
2 | 24 | 0 | 10.6 | 0 | 0.24 | 0 | 0.30753 | 0 | 0 | 0 | 0.75241 | 0 | 0 | 0 | 0 | 3762.0453 | -3762.0453 | -5374.3504 | 0 | 6338484.5269 | 6338.4845 | 192561.5552 | 6280.1368
2 | 24 | 1 | 10.6 | 0 | 0.24 | 0 | 0.29554 | 0 | 0 | 0 | 0.72138 | 0 | 0 | 0 | 0 | 3606.9094 | -3606.9094 | -5152.7277 | 0 | 6333331.7992 | 6333.3318 | 192405.0167 | 6275.0315
2 | 24 | 2 | 10 | 0 | 0.24 | 0 | 0.28467 | 0 | 0 | 0 | 0.69651 | 0 | 0 | 0 | 0 | 3482.5725 | -3482.5725 | -4975.1036 | 0 | 6328356.6956 | 6328.3567 | 192253.8743 | 6270.1022
2 | 24 | 3 | 8.9 | 0 | 0.24 | 0 | 0.27898 | 0 | 0 | 0 | 0.67872 | 0 | 0 | 0 | 0 | 3393.5975 | -3393.5975 | -4847.9965 | 0 | 6323508.6991 | 6323.5087 | 192106.5934 | 6265.2989
2 | 24 | 4 | 7.8 | 0 | 0.24 | 0 | 0.29942 | 0 | 0 | 0 | 0.6648 | 0 | 0 | 0 | 0 | 3324.0145 | -3324.0145 | -4748.5922 | 0 | 6318760.107 | 6318.7601 | 191962.3324 | 6260.594
2 | 24 | 5 | 5.6 | 0 | 0.24 | 0 | 0.28559 | 0 | 0 | 0 | 0.65978 | 0 | 0 | 0 | 0 | 3298.919 | -3298.919 | -4712.7414 | 0 | 6314047.3655 | 6314.0474 | 191819.1605 | 6255.9246
2 | 24 | 6 | 3.9 | 0 | 0.24 | 0 | 0.29443 | 0 | 0 | 0 | 0.6867 | 0 | 0 | 0 | 0 | 3433.5222 | -3433.5222 | -4905.0317 | 0 | 6309142.3338 | 6309.1423 | 191670.1468 | 6251.0647
2 | 24 | 7 | 8.3 | 8.2222 | 0.24 | 646.5035 | 0.27449 | 0 | 646.5035 | 0 | 0.66435 | 0 | 0 | 0 | 0 | 3321.7331 | -2675.2296 | -3821.7566 | 0 | 6305320.5772 | 6305.3206 | 191554.0429 | 6247.2782
2 | 24 | 8 | 10.6 | 326.2569 | 0.24 | 25653.189 | 0.2815 | 0 | 25653.189 | 0 | 0.70678 | 0 | 0 | 0 | 0 | 3533.9042 | 22119.2848 | 0 | 15483.4993 | 6320804.0765 | 6320.8041 | 192024.4276 | 6262.6191
2 | 24 | 9 | 17.2 | 505.8546 | 0.24 | 39774.7418 | 0.2816 | 0 | 39774.7418 | 0 | 0.74534 | 0 | 0 | 0 | 0 | 3726.6834 | 36048.0583 | 0 | 25233.6408 | 6346037.7174 | 6346.0377 | 192791.0193 | 6287.6205
2 | 24 | 10 | 20 | 756.4439 | 0.24 | 59478.2783 | 0.3219 | 0 | 59478.2783 | 0 | 0.7045 | 0 | 0 | 0 | 0 | 3522.4972 | 55955.7811 | 0 | 39169.0468 | 6385206.7642 | 6385.2068 | 193980.965 | 6326.429
2 | 24 | 11 | 22.2 | 604 | 0.24 | 47491.7988 | 0.36545 | 0 | 47491.7988 | 0 | 0.69629 | 0 | 0 | 0 | 0 | 3481.4318 | 44010.367 | 0 | 30807.2569 | 6416014.0211 | 6416.014 | 194916.8817 | 6356.9526
2 | 24 | 12 | 22.8 | 339.2771 | 0.24 | 26676.9475 | 0.34968 | 0 | 26676.9475 | 0 | 0.91553 | 0 | 0 | 0 | 0 | 4577.6494 | 22099.2981 | 0 | 15469.5087 | 6431483.5298 | 6431.4835 | 195386.8414 | 6372.2797
2 | 24 | 13 | 24.4 | 766.1198 | 0.24 | 60239.0781 | 0.3431 | 0 | 60239.0781 | 0.32 | 0.79585 | 0 | 0 | 0 | 0 | 5579.2676 | 54659.8105 | 0 | 38261.8674 | 6469745.3971 | 6469.7454 | 196549.2273 | 6410.1894
2 | 24 | 14 | 25 | 850.4904 | 0.24 | 66873.0424 | 0.36352 | 0 | 66873.0424 | 0.8 | 0.19006 | 0 | 0 | 0 | 0 | 4950.2875 | 61922.7548 | 0 | 43345.9284 | 6513091.3255 | 6513.0913 | 197866.0656 | 6453.1363
2 | 24 | 15 | 25 | 709.0988 | 0.24 | 55755.588 | 0.40004 | 0 | 55755.588 | 0.8 | 0.022602 | 0 | 0 | 0 | 0 | 4113.01 | 51642.578 | 0 | 36149.8046 | 6549241.1301 | 6549.2411 | 198964.2875 | 6488.9533
2 | 24 | 16 | 23.3 | 473.6659 | 0.24 | 37243.7801 | 0.42034 | 0 | 37243.7801 | 0 | 0.97416 | 0 | 0 | 0 | 0 | 4870.8106 | 32372.9695 | 0 | 22661.0787 | 6571902.2088 | 6571.9022 | 199652.7253 | 6511.4058
2 | 24 | 17 | 21.7 | 200.8109 | 0.24 | 15789.5232 | 0.43537 | 0 | 15789.5232 | 0 | 0.97257 | 0 | 0 | 0 | 0 | 4862.8256 | 10926.6976 | 0 | 7648.6883 | 6579550.8971 | 6579.5509 | 199885.0905 | 6518.9841
2 | 24 | 18 | 20 | 13.2502 | 0.24 | 1041.8481 | 0.41924 | 0 | 1041.8481 | 0 | 0.80465 | 0 | 0 | 0 | 0 | 4023.2667 | -2981.4186 | -4259.1695 | 0 | 6575291.7276 | 6575.2917 | 199755.6981 | 6514.7641
2 | 24 | 19 | 18.3 | 0 | 0.24 | 0 | 0.39321 | 0 | 0 | 0 | 0.82154 | 0 | 0 | 0 | 0 | 4107.6789 | -4107.6789 | -5868.1127 | 0 | 6569423.6149 | 6569.4236 | 199577.4263 | 6508.95
2 | 24 | 20 | 17.2 | 0 | 0.24 | 0 | 0.43251 | 0 | 0 | 0 | 1.0583 | 0 | 0 | 0 | 0 | 5291.7307 | -5291.7307 | -7559.6153 | 0 | 6561863.9996 | 6561.864 | 199347.7671 | 6501.46
2 | 24 | 21 | 15.6 | 0 | 0.24 | 0 | 0.4707 | 0 | 0 | 0 | 0.97553 | 0 | 0 | 0 | 0 | 4877.6548 | -4877.6548 | -6968.0783 | 0 | 6554895.9213 | 6554.8959 | 199136.0786 | 6494.5561
2 | 24 | 22 | 16.1 | 0 | 0.24 | 0 | 0.4637 | 0 | 0 | 0 | 0.87469 | 0 | 0 | 0 | 0 | 4373.4632 | -4373.4632 | -6247.8045 | 0 | 6548648.1168 | 6548.6481 | 198946.2719 | 6488.3658
2 | 24 | 23 | 16.7 | 0 | 0.24 | 0 | 0.48334 | 0 | 0 | 0 | 0.85005 | 0 | 0 | 0 | 0 | 4250.267 | -4250.267 | -6071.81 | 0 | 6542576.3067 | 6542.5763 | 198761.8119 | 6482.3499
2 | 25 | 0 | 14.4 | 0 | 0.24 | 0 | 0.46604 | 0 | 0 | 0 | 0.71933 | 0 | 0 | 0 | 0 | 3596.643 | -3596.643 | -5138.0615 | 0 | 6537438.2453 | 6537.4382 | 198605.7188 | 6477.2591
2 | 25 | 1 | 11.7 | 0 | 0.24 | 0 | 0.4613 | 0 | 0 | 0 | 0.67758 | 0 | 0 | 0 | 0 | 3387.894 | -3387.894 | -4839.8486 | 0 | 6532598.3967 | 6532.5984 | 198458.6855 | 6472.4638
2 | 25 | 2 | 12.2 | 0 | 0.24 | 0 | 0.46459 | 0 | 0 | 0 | 0.68739 | 0 | 0 | 0 | 0 | 3436.9443 | -3436.9443 | -4909.9205 | 0 | 6527688.4762 | 6527.6885 | 198309.5233 | 6467.5991
2 | 25 | 3 | 12.2 | 0 | 0.24 | 0 | 0.46814 | 0 | 0 | 0 | 0.68374 | 0 | 0 | 0 | 0 | 3418.693 | -3418.693 | -4883.8472 | 0 | 6522804.629 | 6522.8046 | 198161.1533 | 6462.7602
2 | 25 | 4 | 12.2 | 0 | 0.24 | 0 | 0.46044 | 0 | 0 | 0 | 0.67849 | 0 | 0 | 0 | 0 | 3392.4568 | -3392.4568 | -4846.3669 | 0 | 6517958.2622 | 6517.9583 | 198013.9219 | 6457.9584
2 | 25 | 5 | 12.8 | 0 | 0.24 | 0 | 0.46399 | 0 | 0 | 0 | 0.68123 | 0 | 0 | 0 | 0 | 3406.1453 | -3406.1453 | -4865.9218 | 0 | 6513092.3403 | 6513.0923 | 197866.0964 | 6453.1373
2 | 25 | 6 | 12.2 | 0 | 0.24 | 0 | 0.45002 | 0 | 0 | 0 | 0.76998 | 0 | 0 | 0 | 0 | 3849.8795 | -3849.8795 | -5499.8279 | 0 | 6507592.5124 | 6507.5925 | 197699.013 | 6447.6881
2 | 25 | 7 | 13.3 | 22.2 | 0.24 | 1745.5594 | 0.44754 | 0 | 1745.5594 | 0 | 0.78344 | 0 | 0 | 0 | 0 | 3917.1811 | -2171.6218 | -3102.3168 | 0 | 6504490.1956 | 6504.4902 | 197604.7654 | 6444.6144
2 | 25 | 8 | 14.4 | 234.1352 | 0.24 | 18409.767 | 0.43282 | 0 | 18409.767 | 0 | 0.82861 | 0 | 0 | 0 | 0 | 4143.0407 | 14266.7263 | 0 | 9986.7084 | 6514476.904 | 6514.4769 | 197908.1591 | 6454.5091
2 | 25 | 9 | 16.1 | 313.972 | 0.24 | 24687.2402 | 0.38152 | 0 | 24687.2402 | 0 | 0.7896 | 0 | 0 | 0 | 0 | 3947.9802 | 20739.2601 | 0 | 14517.482 | 6528994.386 | 6528.9944 | 198349.1965 | 6468.893
2 | 25 | 10 | 17.2 | 765.9129 | 0.24 | 60222.8132 | 0.40525 | 0 | 60222.8132 | 0 | 0.79165 | 0 | 0 | 0 | 0 | 3958.2465 | 56264.5666 | 0 | 39385.1966 | 6568379.5826 | 6568.3796 | 199545.7088 | 6507.9156
2 | 25 | 11 | 18.9 | 768.5557 | 0.24 | 60430.616 | 0.48601 | 0 | 60430.616 | 0 | 0.79142 | 0 | 0 | 0 | 0 | 3957.1058 | 56473.5102 | 0 | 39531.4572 | 6607911.0398 | 6607.911 | 200746.6645 | 6547.0832
2 | 25 | 12 | 20 | 927.5171 | 0.24 | 72929.5534 | 0.5232 | 0 | 72929.5534 | 0 | 0.98352 | 0 | 0 | 0 | 0 | 4917.5795 | 68011.974 | 0 | 47608.3818 | 6655519.4216 | 6655.5194 | 202192.9951 | 6594.2533
2 | 25 | 13 | 20 | 930.4284 | 0.24 | 73158.4685 | 0.51428 | 0 | 73158.4685 | 0 | 1.1498 | 0 | 0 | 0 | 0 | 5749.1535 | 67409.3151 | 0 | 47186.5206 | 6702705.9421 | 6702.7059 | 203626.5096 | 6641.0055
2 | 25 | 14 | 20.6 | 790.4295 | 0.24 | 62150.5266 | 0.50706 | 0 | 62150.5266 | 0 | 1.0205 | 0 | 0 | 0 | 0 | 5102.3737 | 57048.153 | 0 | 39933.7071 | 6742639.6492 | 6742.6396 | 204839.6855 | 6680.5716
2 | 25 | 15 | 18.9 | 672.6502 | 0.24 | 52889.6792 | 0.50328 | 0 | 52889.6792 | 0 | 0.90298 | 0 | 0 | 0 | 0 | 4514.9106 | 48374.7686 | 0 | 33862.338 | 6776501.9872 | 6776.502 | 205868.4148 | 6714.1222
2 | 25 | 16 | 17.2 | 453.8583 | 0.24 | 35686.3298 | 0.49325 | 0 | 35686.3298 | 0 | 0.85462 | 0 | 0 | 0 | 0 | 4273.0811 | 31413.2486 | 0 | 21989.2741 | 6798491.2613 | 6798.4913 | 206536.4434 | 6735.9091
2 | 25 | 17 | 16.7 | 189.0264 | 0.24 | 14862.9151 | 0.48084 | 0 | 14862.9151 | 0 | 1.0145 | 0 | 0 | 0 | 0 | 5072.7154 | 9790.1998 | 0 | 6853.1398 | 6805344.4011 | 6805.3444 | 206744.64 | 6742.6991
2 | 25 | 18 | 16.1 | 12.7293 | 0.24 | 1000.8885 | 0.45121 | 0 | 1000.8885 | 0 | 1.0075 | 0 | 0 | 0 | 0 | 5037.3535 | -4036.465 | -5766.3785 | 0 | 6799578.0226 | 6799.578 | 206569.4589 | 6736.9858
2 | 25 | 19 | 16.1 | 0 | 0.24 | 0 | 0.46911 | 0 | 0 | 0 | 1.179 | 0 | 0 | 0 | 0 | 5895.1637 | -5895.1637 | -8421.6624 | 0 | 6791156.3601 | 6791.1564 | 206313.6109 | 6728.6417
2 | 25 | 20 | 16.1 | 0 | 0.24 | 0 | 0.53182 | 0 | 0 | 0 | 1.0335 | 0 | 0 | 0 | 0 | 5167.3939 | -5167.3939 | -7381.9913 | 0 | 6783774.3689 | 6783.7744 | 206089.3479 | 6721.3276
2 | 25 | 21 | 16.1 | 0 | 0.24 | 0 | 0.54434 | 0 | 0 | 0 | 0.92055 | 0 | 0 | 0 | 0 | 4602.7449 | -4602.7449 | -6575.3498 | 0 | 6777199.0191 | 6777.199 | 205889.5905 | 6714.8128
2 | 25 | 22 | 15.6 | 0 | 0.24 | 0 | 0.54002 | 0 | 0 | 0 | 0.99561 | 0 | 0 | 0 | 0 | 4978.0368 | -4978.0368 | -7111.4812 | 0 | 6770087.5379 | 6770.0875 | 205673.5455 | 6707.7668
2 | 25 | 23 | 15 | 0 | 0.24 | 0 | 0.51437 | 0 | 0 | 0 | 0.89545 | 0 | 0 | 0 | 0 | 4477.2673 | -4477.2673 | -6396.0962 | 0 | 6763691.4417 | 6763.6914 | 205479.2337 | 6701.4296
2 | 26 | 0 | 15 | 0 | 0.24 | 0 | 0.5003 | 0 | 0 | 0 | 0.86694 | 0 | 0 | 0 | 0 | 4334.6792 | -4334.6792 | -6192.3988 | 0 | 6757499.0428 | 6757.499 | 205291.1102 | 6695.2942
2 | 26 | 1 | 15.6 | 0 | 0.24 | 0 | 0.46491 | 0 | 0 | 0 | 1.0335 | 0 | 0 | 0 | 0 | 5167.3939 | -5167.3939 | -7381.9913 | 0 | 6750117.0516 | 6750.1171 | 205066.8471 | 6687.9801
2 | 26 | 2 | 15.6 | 0 | 0.24 | 0 | 0.41772 | 0 | 0 | 0 | 1.0903 | 0 | 0 | 0 | 0 | 5451.4294 | -5451.4294 | -7787.7563 | 0 | 6742329.2952 | 6742.3293 | 204830.2571 | 6680.2641
2 | 26 | 3 | 15.6 | 0 | 0.24 | 0 | 0.3683 | 0 | 0 | 0 | 1.1092 | 0 | 0 | 0 | 0 | 5546.108 | -5546.108 | -7923.0114 | 0 | 6734406.2838 | 6734.4063 | 204589.558 | 6672.414
2 | 26 | 4 | 15 | 0 | 0.24 | 0 | 0.34699 | 0 | 0 | 0 | 1.08 | 0 | 0 | 0 | 0 | 5400.0977 | -5400.0977 | -7714.4253 | 0 | 6726691.8585 | 6726.6919 | 204355.1957 | 6664.7706
2 | 26 | 5 | 15 | 0 | 0.24 | 0 | 0.32881 | 0 | 0 | 0 | 1.0661 | 0 | 0 | 0 | 0 | 5330.5147 | -5330.5147 | -7615.021 | 0 | 6719076.8375 | 6719.0768 | 204123.8533 | 6657.2257
2 | 26 | 6 | 15 | 0 | 0.24 | 0 | 0.30649 | 0 | 0 | 0 | 1.2041 | 0 | 0 | 0 | 0 | 6020.6413 | -6020.6413 | -8600.9161 | 0 | 6710475.9215 | 6710.4759 | 203862.5596 | 6648.7039
2 | 26 | 7 | 15.6 | 23.0222 | 0.24 | 1810.2097 | 0.27912 | 0 | 1810.2097 | 0 | 1.2224 | 0 | 0 | 0 | 0 | 6111.8977 | -4301.688 | -6145.2685 | 0 | 6704330.6529 | 6704.3307 | 203675.8679 | 6642.6152
2 | 26 | 8 | 16.7 | 196.4014 | 0.24 | 15442.8037 | 0.26005 | 0 | 15442.8037 | 0 | 1.3237 | 0 | 0 | 0 | 0 | 6618.3707 | 8824.433 | 0 | 6177.1031 | 6710507.756 | 6710.5078 | 203863.5268 | 6648.7355
2 | 26 | 9 | 17.8 | 588.8705 | 0.24 | 46302.1814 | 0.22547 | 0 | 46302.1814 | 0 | 1.3606 | 0 | 0 | 0 | 0 | 6803.1649 | 39499.0164 | 0 | 27649.3115 | 6738157.0675 | 6738.1571 | 204703.5058 | 6676.1303
2 | 26 | 10 | 18.9 | 809.8553 | 0.24 | 63677.9536 | 0.22786 | 0 | 63677.9536 | 0 | 1.3428 | 0 | 0 | 0 | 0 | 6714.1899 | 56963.7637 | 0 | 39874.6346 | 6778031.7021 | 6778.0317 | 205914.8872 | 6715.6378
2 | 26 | 11 | 20.6 | 869.3851 | 0.24 | 68358.7103 | 0.22002 | 0 | 68358.7103 | 0 | 1.3396 | 0 | 0 | 0 | 0 | 6698.2201 | 61660.4903 | 0 | 43162.3432 | 6821194.0453 | 6821.194 | 207226.1482 | 6758.4029
2 | 26 | 12 | 21.7 | 957.382 | 0.24 | 75277.8013 | 0.19477 | 0 | 75277.8013 | 0 | 1.3314 | 0 | 0 | 0 | 0 | 6657.1547 | 68620.6466 | 0 | 48034.4526 | 6869228.4979 | 6869.2285 | 208685.4227 | 6805.9951
2 | 26 | 13 | 22.2 | 948.3686 | 0.24 | 74569.0816 | 0.16954 | 0 | 74569.0816 | 0 | 1.3104 | 0 | 0 | 0 | 0 | 6552.2098 | 68016.8718 | 0 | 47611.8103 | 6916840.3082 | 6916.8403 | 210131.8575 | 6853.1687
2 | 26 | 14 | 21.7 | 850.267 | 0.24 | 66855.4749 | 0.17504 | 0 | 66855.4749 | 0 | 1.2568 | 0 | 0 | 0 | 0 | 6284.1441 | 60571.3308 | 0 | 42399.9315 | 6959240.2397 | 6959.2402 | 211419.9566 | 6895.1783
2 | 26 | 15 | 21.7 | 656.4918 | 0.24 | 51619.1609 | 0.19516 | 0 | 51619.1609 | 0 | 1.0914 | 0 | 0 | 0 | 0 | 5457.133 | 46162.0279 | 0 | 32313.4195 | 6991553.6592 | 6991.5537 | 212401.6302 | 6927.1943
2 | 26 | 16 | 22.2 | 464.2744 | 0.24 | 36505.3422 | 0.21724 | 0 | 36505.3422 | 0 | 1.1498 | 0 | 0 | 0 | 0 | 5749.1535 | 30756.1887 | 0 | 21529.3321 | 7013082.9914 | 7013.083 | 213055.6858 | 6948.5254
2 | 26 | 17 | 21.7 | 198.9842 | 0.24 | 15645.8886 | 0.25982 | 0 | 15645.8886 | 0 | 1.4558 | 0 | 0 | 0 | 0 | 7278.8389 | 8367.0496 | 0 | 5856.9347 | 7018939.9261 | 7018.9399 | 213233.618 | 6954.3284
2 | 26 | 18 | 20 | 12.9253 | 0.24 | 1016.3023 | 0.29226 | 0 | 1016.3023 | 0 | 1.8603 | 0 | 0 | 0 | 0 | 9301.309 | -8285.0066 | -11835.7238 | 0 | 7007104.2023 | 7007.1042 | 212874.0517 | 6942.6016
2 | 26 | 19 | 19.4 | 0 | 0.24 | 0 | 0.35122 | 0 | 0 | 0 | 1.5436 | 0 | 0 | 0 | 0 | 7718.0104 | -7718.0104 | -11025.7291 | 0 | 6996078.4732 | 6996.0785 | 212539.0929 | 6931.6774
2 | 26 | 20 | 18.9 | 0 | 0.24 | 0 | 0.44167 | 0 | 0 | 0 | 1.3401 | 0 | 0 | 0 | 0 | 6700.5015 | -6700.5015 | -9572.145 | 0 | 6986506.3283 | 6986.5063 | 212248.2935 | 6922.1934
2 | 26 | 21 | 18.3 | 0 | 0.24 | 0 | 0.5124 | 0 | 0 | 0 | 1.2776 | 0 | 0 | 0 | 0 | 6387.9483 | -6387.9483 | -9125.6404 | 0 | 6977380.6878 | 6977.3807 | 211971.0589 | 6913.1517
2 | 26 | 22 | 18.3 | 0 | 0.24 | 0 | 0.55405 | 0 | 0 | 0 | 1.3223 | 0 | 0 | 0 | 0 | 6611.5265 | -6611.5265 | -9445.0378 | 0 | 6967935.65 | 6967.9357 | 211684.121 | 6903.7937
2 | 26 | 23 | 18.3 | 0 | 0.24 | 0 | 0.55928 | 0 | 0 | 0 | 1.2055 | 0 | 0 | 0 | 0 | 6027.4855 | -6027.4855 | -8610.6936 | 0 | 6959324.9565 | 6959.325 | 211422.5303 | 6895.2622
2 | 27 | 0 | 18.3 | 0 | 0.24 | 0 | 0.55275 | 0 | 0 | 0 | 1.0346 | 0 | 0 | 0 | 0 | 5173.0974 | -5173.0974 | -7390.1392 | 0 | 6951934.8173 | 6951.9348 | 211198.0198 | 6887.9401
2 | 27 | 1 | 18.3 | 0 | 0.24 | 0 | 0.52634 | 0 | 0 | 0 | 1.0597 | 0 | 0 | 0 | 0 | 5298.575 | -5298.575 | -7569.3928 | 0 | 6944365.4245 | 6944.3654 | 210968.0635 | 6880.4404
2 | 27 | 2 | 18.3 | 0 | 0.24 | 0 | 0.50543 | 0 | 0 | 0 | 1.0467 | 0 | 0 | 0 | 0 | 5233.5548 | -5233.5548 | -7476.5068 | 0 | 6936888.9177 | 6936.8889 | 210740.9291 | 6873.0327
2 | 27 | 3 | 18.3 | 0 | 0.24 | 0 | 0.48775 | 0 | 0 | 0 | 1.0269 | 0 | 0 | 0 | 0 | 5134.3134 | -5134.3134 | -7334.7335 | 0 | 6929554.1842 | 6929.5542 | 210518.1018 | 6865.7655
2 | 27 | 4 | 18.3 | 0 | 0.24 | 0 | 0.47986 | 0 | 0 | 0 | 1.0018 | 0 | 0 | 0 | 0 | 5008.8359 | -5008.8359 | -7155.4798 | 0 | 6922398.7044 | 6922.3987 | 210300.7201 | 6858.6759
2 | 27 | 5 | 18.3 | 0 | 0.24 | 0 | 0.43021 | 0 | 0 | 0 | 0.92853 | 0 | 0 | 0 | 0 | 4642.6696 | -4642.6696 | -6632.3851 | 0 | 6915766.3193 | 6915.7663 | 210099.23 | 6852.1046
2 | 27 | 6 | 18.3 | 0 | 0.24 | 0 | 0.40197 | 0 | 0 | 0 | 0.72207 | 0 | 0 | 0 | 0 | 3610.3315 | -3610.3315 | -5157.6164 | 0 | 6910608.7029 | 6910.6087 | 209942.5429 | 6846.9944
2 | 27 | 7 | 18.3 | 17.2667 | 0.24 | 1357.6573 | 0.36495 | 0 | 1357.6573 | 0 | 0.81013 | 0 | 0 | 0 | 0 | 4050.6436 | -2692.9864 | -3847.1234 | 0 | 6906761.5795 | 6906.7616 | 209825.6682 | 6843.1827
2 | 27 | 8 | 18.3 | 73.1778 | 0.24 | 5753.8809 | 0.32715 | 0 | 5753.8809 | 0 | 0.95637 | 0 | 0 | 0 | 0 | 4781.8356 | 972.0453 | 0 | 680.4317 | 6907442.0112 | 6907.442 | 209846.3396 | 6843.8569
2 | 27 | 9 | 18.9 | 129.9111 | 0.24 | 10214.7548 | 0.31436 | 0 | 10214.7548 | 0 | 0.86397 | 0 | 0 | 0 | 0 | 4319.85 | 5894.9047 | 0 | 4126.4333 | 6911568.4445 | 6911.5684 | 209971.6996 | 6847.9453
2 | 27 | 10 | 20 | 102.7778 | 0.24 | 8081.2933 | 0.29968 | 0 | 8081.2933 | 0 | 0.85028 | 0 | 0 | 0 | 0 | 4251.4077 | 3829.8856 | 0 | 2680.9199 | 6914249.3645 | 6914.2494 | 210053.1452 | 6850.6016
2 | 27 | 11 | 21.7 | 147.2962 | 0.24 | 11581.7254 | 0.30207 | 0 | 11581.7254 | 0 | 0.90777 | 0 | 0 | 0 | 0 | 4538.8654 | 7042.86 | 0 | 4930.002 | 6919179.3665 | 6919.1794 | 210202.9175 | 6855.4862
2 | 27 | 12 | 23.3 | 410.8711 | 0.24 | 32306.3011 | 0.35324 | 0 | 32306.3011 | 0 | 1.093 | 0 | 0 | 0 | 0 | 5465.1179 | 26841.1832 | 0 | 18788.8282 | 6937968.1947 | 6937.9682 | 210773.7173 | 6874.1021
2 | 27 | 13 | 23.3 | 307.6674 | 0.24 | 24191.5222 | 0.37057 | 0 | 24191.5222 | 0 | 1.0946 | 0 | 0 | 0 | 0 | 5473.1028 | 18718.4194 | 0 | 13102.8936 | 6951071.0883 | 6951.0711 | 211171.7799 | 6887.0843
2 | 27 | 14 | 22.8 | 238.6162 | 0.24 | 18762.106 | 0.34423 | 0 | 18762.106 | 0 | 0.97895 | 0 | 0 | 0 | 0 | 4894.7654 | 13867.3406 | 0 | 9707.1384 | 6960778.2267 | 6960.7782 | 211466.6803 | 6896.7021
2 | 27 | 15 | 21.7 | 217.5764 | 0.24 | 17107.7674 | 0.36503 | 0 | 17107.7674 | 0 | 0.85849 | 0 | 0 | 0 | 0 | 4292.4731 | 12815.2943 | 0 | 8970.706 | 6969748.9327 | 6969.7489 | 211739.2081 | 6905.5902
2 | 27 | 16 | 21.7 | 126.4359 | 0.24 | 9941.502 | 0.37436 | 0 | 9941.502 | 0 | 0.89363 | 0 | 0 | 0 | 0 | 4468.1417 | 5473.3603 | 0 | 3831.3522 | 6973580.2849 | 6973.5803 | 211855.6036 | 6909.3863
2 | 27 | 17 | 21.7 | 58.1559 | 0.24 | 4572.7324 | 0.35327 | 0 | 4572.7324 | 0 | 0.92671 | 0 | 0 | 0 | 0 | 4633.5439 | -60.8115 | -86.8736 | 0 | 6973493.4113 | 6973.4934 | 211852.9644 | 6909.3003
2 | 27 | 18 | 20.6 | 2.7255 | 0.24 | 214.2998 | 0.33675 | 0 | 214.2998 | 0 | 0.98374 | 0 | 0 | 0 | 0 | 4918.7202 | -4704.4203 | -6720.6005 | 0 | 6966772.8108 | 6966.7728 | 211648.7943 | 6902.6415
2 | 27 | 19 | 18.9 | 0 | 0.24 | 0 | 0.37823 | 0 | 0 | 0 | 0.99949 | 0 | 0 | 0 | 0 | 4997.4288 | -4997.4288 | -7139.184 | 0 | 6959633.6268 | 6959.6336 | 211431.9076 | 6895.5681
2 | 27 | 20 | 18.3 | 0 | 0.24 | 0 | 0.39783 | 0 | 0 | 0 | 0.99949 | 0 | 0 | 0 | 0 | 4997.4288 | -4997.4288 | -7139.184 | 0 | 6952494.4428 | 6952.4944 | 211215.021 | 6888.4946
2 | 27 | 21 | 17.8 | 0 | 0.24 | 0 | 0.38875 | 0 | 0 | 0 | 0.98055 | 0 | 0 | 0 | 0 | 4902.7503 | -4902.7503 | -7003.929 | 0 | 6945490.5137 | 6945.4905 | 211002.2435 | 6881.5551
2 | 27 | 22 | 17.8 | 0 | 0.24 | 0 | 0.40063 | 0 | 0 | 0 | 0.9607 | 0 | 0 | 0 | 0 | 4803.509 | -4803.509 | -6862.1557 | 0 | 6938628.3581 | 6938.6284 | 210793.7729 | 6874.7561
2 | 27 | 23 | 17.8 | 0 | 0.24 | 0 | 0.42248 | 0 | 0 | 0 | 0.86716 | 0 | 0 | 0 | 0 | 4335.8199 | -4335.8199 | -6194.0284 | 0 | 6932434.3296 | 6932.4343 | 210605.5999 | 6868.6191
2 | 28 | 0 | 18.3 | 0 | 0.24 | 0 | 0.3989 | 0 | 0 | 0 | 0.78595 | 0 | 0 | 0 | 0 | 3929.7289 | -3929.7289 | -5613.8984 | 0 | 6926820.4312 | 6926.8204 | 210435.0511 | 6863.0569
2 | 28 | 1 | 17.8 | 0 | 0.24 | 0 | 0.36575 | 0 | 0 | 0 | 0.72891 | 0 | 0 | 0 | 0 | 3644.5526 | -3644.5526 | -5206.5038 | 0 | 6921613.9274 | 6921.6139 | 210276.8788 | 6857.8983
2 | 28 | 2 | 17.8 | 0 | 0.24 | 0 | 0.35486 | 0 | 0 | 0 | 0.73119 | 0 | 0 | 0 | 0 | 3655.9597 | -3655.9597 | -5222.7996 | 0 | 6916391.1279 | 6916.3911 | 210118.2115 | 6852.7236
2 | 28 | 3 | 17.8 | 0 | 0.24 | 0 | 0.34325 | 0 | 0 | 0 | 0.72435 | 0 | 0 | 0 | 0 | 3621.7385 | -3621.7385 | -5173.9122 | 0 | 6911217.2157 | 6911.2172 | 209961.0293 | 6847.5973
2 | 28 | 4 | 17.8 | 0 | 0.24 | 0 | 0.34163 | 0 | 0 | 0 | 0.70861 | 0 | 0 | 0 | 0 | 3543.0299 | -3543.0299 | -5061.4713 | 0 | 6906155.7444 | 6906.1557 | 209807.2631 | 6842.5825
2 | 28 | 5 | 17.2 | 0 | 0.24 | 0 | 0.29823 | 0 | 0 | 0 | 0.71271 | 0 | 0 | 0 | 0 | 3563.5626 | -3563.5626 | -5090.8037 | 0 | 6901064.9407 | 6901.0649 | 209652.6058 | 6837.5385
2 | 28 | 6 | 17.8 | 0.086771 | 0.24 | 6.8227 | 0.27542 | 0 | 6.8227 | 0 | 0.76518 | 0 | 0 | 0 | 0 | 3825.9247 | -3819.1021 | -5455.8601 | 0 | 6895609.0806 | 6895.6091 | 209486.8581 | 6832.1329
2 | 28 | 7 | 17.8 | 64.5069 | 0.24 | 5072.0986 | 0.25891 | 0 | 5072.0986 | 0 | 0.77522 | 0 | 0 | 0 | 0 | 3876.1158 | 1195.9828 | 0 | 837.188 | 6896446.2686 | 6896.4463 | 209512.2917 | 6832.9624
2 | 28 | 8 | 18.3 | 306.2348 | 0.24 | 24078.8715 | 0.25623 | 0 | 24078.8715 | 0 | 0.84663 | 0 | 0 | 0 | 0 | 4233.1564 | 19845.7151 | 0 | 13892.0005 | 6910338.2692 | 6910.3383 | 209934.3272 | 6846.7265
2 | 28 | 9 | 18.3 | 611.648 | 0.24 | 48093.1492 | 0.22922 | 0 | 48093.1492 | 0 | 0.97804 | 0 | 0 | 0 | 0 | 4890.2026 | 43202.9466 | 0 | 30242.0626 | 6940580.3318 | 6940.5803 | 210853.0734 | 6876.6901
2 | 28 | 10 | 18.3 | 773.7789 | 0.24 | 60841.3044 | 0.21579 | 0 | 60841.3044 | 0 | 0.96504 | 0 | 0 | 0 | 0 | 4825.1824 | 56016.122 | 0 | 39211.2854 | 6979791.6172 | 6979.7916 | 212044.3023 | 6915.5405
2 | 28 | 11 | 12.8 | 892.3992 | 0.24 | 70168.2773 | 0.2013 | 0 | 70168.2773 | 0 | 0.98945 | 0 | 0 | 0 | 0 | 4947.2378 | 65221.0395 | 0 | 45654.7276 | 7025446.3448 | 7025.4463 | 213431.2814 | 6960.7749
2 | 28 | 12 | 13.3 | 953.9982 | 0.24 | 75011.7325 | 0.19092 | 0 | 75011.7325 | 0 | 1.2415 | 0 | 0 | 0 | 0 | 6207.7169 | 68804.0156 | 0 | 48162.8109 | 7073609.1557 | 7073.6092 | 214894.4554 | 7008.4944
2 | 28 | 13 | 13.3 | 969.2301 | 0.24 | 76209.3968 | 0.19236 | 0 | 76209.3968 | 0 | 1.1827 | 0 | 0 | 0 | 0 | 5913.415 | 70295.9819 | 0 | 49207.1873 | 7122816.343 | 7122.8163 | 216389.3573 | 7057.2486
2 | 28 | 14 | 13.3 | 852.1551 | 0.24 | 67003.9311 | 0.1898 | 0 | 67003.9311 | 0 | 1.0595 | 0 | 0 | 0 | 0 | 5297.4343 | 61706.4968 | 0 | 43194.5478 | 7166010.8908 | 7166.0109 | 217701.5967 | 7100.0456
2 | 28 | 15 | 13.3 | 690.6788 | 0.24 | 54307.2417 | 0.19593 | 0 | 54307.2417 | 0 | 0.83545 | 0 | 0 | 0 | 0 | 4177.2619 | 50129.9798 | 0 | 35090.9859 | 7201101.8767 | 7201.1019 | 218767.6519 | 7134.8135
2 | 28 | 16 | 13.3 | 467.9104 | 0.24 | 36791.2333 | 0.21074 | 0 | 36791.2333 | 0 | 0.8772 | 0 | 0 | 0 | 0 | 4386.0109 | 32405.2224 | 0 | 22683.6557 | 7223785.5323 | 7223.7855 | 219456.7757 | 7157.2884
2 | 28 | 17 | 12.8 | 193.2689 | 0.24 | 15196.5029 | 0.2429 | 0 | 15196.5029 | 0 | 1.1339 | 0 | 0 | 0 | 0 | 5669.3041 | 9527.1988 | 0 | 6669.0392 | 7230454.5715 | 7230.4546 | 219659.3794 | 7163.896
2 | 28 | 18 | 11.7 | 13.7318 | 0.24 | 1079.7171 | 0.26004 | 0 | 1079.7171 | 0 | 1.2176 | 0 | 0 | 0 | 0 | 6087.9429 | -5008.2258 | -7154.6082 | 0 | 7223299.9633 | 7223.3 | 219442.0242 | 7156.8073
2 | 28 | 19 | 11.1 | 0 | 0.24 | 0 | 0.30049 | 0 | 0 | 0 | 0.93424 | 0 | 0 | 0 | 0 | 4671.1872 | -4671.1872 | -6673.1246 | 0 | 7216626.8387 | 7216.6268 | 219239.2964 | 7150.1956
2 | 28 | 20 | 11.1 | 0 | 0.24 | 0 | 0.3493 | 0 | 0 | 0 | 0.84093 | 0 | 0 | 0 | 0 | 4204.6388 | -4204.6388 | -6006.6269 | 0 | 7210620.2118 | 7210.6202 | 219056.8166 | 7144.2442
2 | 28 | 21 | 10.8 | 0 | 0.24 | 0 | 0.4206 | 0 | 0 | 0 | 0.83522 | 0 | 0 | 0 | 0 | 4176.1212 | -4176.1212 | -5965.8874 | 0 | 7204654.3244 | 7204.6543 | 218875.5744 | 7138.3333
2 | 28 | 22 | 10.5 | 0 | 0.24 | 0 | 0.40964 | 0 | 0 | 0 | 0.90526 | 0 | 0 | 0 | 0 | 4526.3176 | -4526.3176 | -6466.1681 | 0 | 7198188.1564 | 7198.1882 | 218679.1339 | 7131.9266
2 | 28 | 23 | 10.2 | 0 | 0.24 | 0 | 0.41349 | 0 | 0 | 0 | 0.84709 | 0 | 0 | 0 | 0 | 4235.4379 | -4235.4379 | -6050.6255 | 0 | 7192137.5308 | 7192.1375 | 218495.3174 | 7125.9317
3 | 1 | 0 | 9.8 | 0 | 0.24 | 0 | 0.45447 | 0 | 0 | 0 | 0.75058 | 0 | 0 | 0 | 0 | 3752.9196 | -3752.9196 | -5361.3137 | 0 | 7186776.2171 | 7186.7762 | 218332.442 | 7120.6197
3 | 1 | 1 | 9.5 | 0 | 0.24 | 0 | 0.42653 | 0 | 0 | 0 | 0.70701 | 0 | 0 | 0 | 0 | 3535.045 | -3535.045 | -5050.0642 | 0 | 7181726.1529 | 7181.7262 | 218179.0224 | 7115.6161
3 | 1 | 2 | 9.2 | 0 | 0.24 | 0 | 0.41142 | 0 | 0 | 0 | 0.66184 | 0 | 0 | 0 | 0 | 3309.1854 | -3309.1854 | -4727.4076 | 0 | 7176998.7452 | 7176.9987 | 218035.4049 | 7110.9323
3 | 1 | 3 | 8.9 | 0 | 0.24 | 0 | 0.38074 | 0 | 0 | 0 | 0.71842 | 0 | 0 | 0 | 0 | 3592.0802 | -3592.0802 | -5131.5432 | 0 | 7171867.2021 | 7171.8672 | 217879.5099 | 7105.848
3 | 1 | 4 | 8.9 | 0 | 0.24 | 0 | 0.32733 | 0 | 0 | 0 | 0.78572 | 0 | 0 | 0 | 0 | 3928.5882 | -3928.5882 | -5612.2689 | 0 | 7166254.9332 | 7166.2549 | 217709.0106 | 7100.2873
3 | 1 | 5 | 8.9 | 0 | 0.24 | 0 | 0.34004 | 0 | 0 | 0 | 0.98101 | 0 | 0 | 0 | 0 | 4905.0317 | -4905.0317 | -7007.1882 | 0 | 7159247.7451 | 7159.2477 | 217496.134 | 7093.3447
3 | 1 | 6 | 8.9 | 0.1644 | 0.24 | 12.9268 | 0.33132 | 0 | 12.9268 | 0 | 1.1569 | 0 | 0 | 0 | 0 | 5784.5153 | -5771.5885 | -8245.1265 | 0 | 7151002.6186 | 7151.0026 | 217245.6492 | 7085.1754
3 | 1 | 7 | 8.9 | 72.3584 | 0.24 | 5689.4558 | 0.37816 | 0 | 5689.4558 | 0 | 1.1444 | 0 | 0 | 0 | 0 | 5721.7765 | -32.3207 | -46.1725 | 0 | 7150956.4461 | 7150.9564 | 217244.2465 | 7085.1297
3 | 1 | 8 | 8.9 | 347.9291 | 0.24 | 27357.2445 | 0.37701 | 0 | 27357.2445 | 0 | 1.1523 | 0 | 0 | 0 | 0 | 5761.7012 | 21595.5433 | 0 | 15116.8803 | 7166073.3264 | 7166.0733 | 217703.4935 | 7100.1074
3 | 1 | 9 | 9.4 | 568.166 | 0.24 | 44674.2102 | 0.36056 | 0 | 44674.2102 | 0 | 1.1813 | 0 | 0 | 0 | 0 | 5906.5708 | 38767.6395 | 0 | 27137.3476 | 7193210.674 | 7193.2107 | 218527.9192 | 7126.995
3 | 1 | 10 | 8.9 | 801.2208 | 0.24 | 62999.0315 | 0.33238 | 0 | 62999.0315 | 0 | 1.1241 | 0 | 0 | 0 | 0 | 5620.2538 | 57378.7777 | 0 | 40165.1444 | 7233375.8184 | 7233.3758 | 219748.1261 | 7166.7904
3 | 1 | 11 | 8.9 | 903.2363 | 0.24 | 71020.3837 | 0.26871 | 0 | 71020.3837 | 0 | 1.0748 | 0 | 0 | 0 | 0 | 5373.8615 | 65646.5222 | 0 | 45952.5655 | 7279328.3839 | 7279.3284 | 221144.1534 | 7212.3199
3 | 1 | 12 | 7.8 | 1006.2069 | 0.24 | 79116.8403 | 0.19473 | 0 | 79116.8403 | 0 | 1.2974 | 0 | 0 | 0 | 0 | 6487.1896 | 72629.6507 | 0 | 50840.7555 | 7330169.1394 | 7330.1691 | 222688.6827 | 7262.6927
3 | 1 | 13 | 7.8 | 967.6006 | 0.24 | 76081.2744 | 0.20317 | 0 | 76081.2744 | 0 | 1.4083 | 0 | 0 | 0 | 0 | 7041.5723 | 69039.7021 | 0 | 48327.7914 | 7378496.9309 | 7378.4969 | 224156.8688 | 7310.5756
3 | 1 | 14 | 6.7 | 889.588 | 0.24 | 69947.2406 | 0.19689 | 0 | 69947.2406 | 0 | 1.2961 | 0 | 0 | 0 | 0 | 6480.3454 | 63466.8952 | 0 | 44426.8266 | 7422923.7575 | 7422.9238 | 225506.5445 | 7354.5935
3 | 1 | 15 | 6.7 | 704.1502 | 0.24 | 55366.4862 | 0.18326 | 0 | 55366.4862 | 0 | 1.2139 | 0 | 0 | 0 | 0 | 6069.6916 | 49296.7946 | 0 | 34507.7562 | 7457431.5137 | 7457.4315 | 226554.8814 | 7388.7836
3 | 1 | 16 | 5.6 | 450.6786 | 0.24 | 35436.3152 | 0.16915 | 0 | 35436.3152 | 0 | 1.2123 | 0 | 0 | 0 | 0 | 6061.7066 | 29374.6086 | 0 | 20562.226 | 7477993.7397 | 7477.9937 | 227179.5567 | 7409.1565
3 | 1 | 17 | 5 | 184.6341 | 0.24 | 14517.5598 | 0.14906 | 0 | 14517.5598 | 0 | 1.5507 | 0 | 0 | 0 | 0 | 7753.3722 | 6764.1876 | 0 | 4734.9313 | 7482728.6711 | 7482.7287 | 227323.4027 | 7413.8478
3 | 1 | 18 | 5 | 13.0153 | 0.24 | 1023.3763 | 0.13267 | 0 | 1023.3763 | 0 | 1.9846 | 0 | 0 | 0 | 0 | 9922.9932 | -8899.617 | -12713.7385 | 0 | 7470014.9325 | 7470.0149 | 226937.1625 | 7401.2511
3 | 1 | 19 | 5 | 0 | 0.24 | 0 | 0.16556 | 0 | 0 | 0 | 1.5105 | 0 | 0 | 0 | 0 | 7552.6081 | -7552.6081 | -10789.4402 | 0 | 7459225.4923 | 7459.2255 | 226609.382 | 7390.561
3 | 1 | 20 | 5 | 0 | 0.24 | 0 | 0.25573 | 0 | 0 | 0 | 1.2995 | 0 | 0 | 0 | 0 | 6497.456 | -6497.456 | -9282.08 | 0 | 7449943.4124 | 7449.9434 | 226327.3948 | 7381.3644
3 | 1 | 21 | 4.4 | 0 | 0.24 | 0 | 0.29431 | 0 | 0 | 0 | 1.2383 | 0 | 0 | 0 | 0 | 6191.747 | -6191.747 | -8845.3529 | 0 | 7441098.0595 | 7441.0981 | 226058.6752 | 7372.6005
3 | 1 | 22 | 5 | 0 | 0.24 | 0 | 0.32608 | 0 | 0 | 0 | 1.3054 | 0 | 0 | 0 | 0 | 6527.1143 | -6527.1143 | -9324.449 | 0 | 7431773.6105 | 7431.7736 | 225775.4008 | 7363.3618
3 | 1 | 23 | 5 | 0 | 0.24 | 0 | 0.32745 | 0 | 0 | 0 | 1.2299 | 0 | 0 | 0 | 0 | 6149.5409 | -6149.5409 | -8785.0585 | 0 | 7422988.552 | 7422.9886 | 225508.513 | 7354.6577
3 | 2 | 0 | 5 | 0 | 0.24 | 0 | 0.32226 | 0 | 0 | 0 | 1.0474 | 0 | 0 | 0 | 0 | 5236.9769 | -5236.9769 | -7481.3956 | 0 | 7415507.1564 | 7415.5072 | 225281.2301 | 7347.2451
3 | 2 | 1 | 4.4 | 0 | 0.24 | 0 | 0.33824 | 0 | 0 | 0 | 0.968 | 0 | 0 | 0 | 0 | 4840.0115 | -4840.0115 | -6914.3022 | 0 | 7408592.8542 | 7408.5929 | 225071.1753 | 7340.3945
3 | 2 | 2 | 3.9 | 0 | 0.24 | 0 | 0.33324 | 0 | 0 | 0 | 0.8188 | 0 | 0 | 0 | 0 | 4093.9904 | -4093.9904 | -5848.5578 | 0 | 7402744.2965 | 7402.7443 | 224893.4976 | 7334.5998
3 | 2 | 3 | 3.3 | 0 | 0.24 | 0 | 0.30699 | 0 | 0 | 0 | 0.7442 | 0 | 0 | 0 | 0 | 3720.9799 | -3720.9799 | -5315.6855 | 0 | 7397428.6109 | 7397.4286 | 224732.0084 | 7329.333
3 | 2 | 4 | 2.8 | 0 | 0.24 | 0 | 0.28103 | 0 | 0 | 0 | 0.70952 | 0 | 0 | 0 | 0 | 3547.5927 | -3547.5927 | -5067.9896 | 0 | 7392360.6214 | 7392.3606 | 224578.0442 | 7324.3117
3 | 2 | 5 | 2.2 | 0 | 0.24 | 0 | 0.27935 | 0 | 0 | 0 | 0.87173 | 0 | 0 | 0 | 0 | 4358.634 | -4358.634 | -6226.62 | 0 | 7386134.0014 | 7386.134 | 224388.8811 | 7318.1424
3 | 2 | 6 | 2.2 | 0 | 0.24 | 0 | 0.27046 | 0 | 0 | 0 | 0.9753 | 0 | 0 | 0 | 0 | 4876.5141 | -4876.5141 | -6966.4487 | 0 | 7379167.5527 | 7379.1676 | 224177.2421 | 7311.24
3 | 2 | 7 | 2.8 | 28.7778 | 0.24 | 2262.7621 | 0.26989 | 0 | 2262.7621 | 0 | 0.88062 | 0 | 0 | 0 | 0 | 4403.1215 | -2140.3594 | -3057.6562 | 0 | 7376109.8964 | 7376.1099 | 224084.3513 | 7308.2105
3 | 2 | 8 | 5 | 330.2922 | 0.24 | 25970.4763 | 0.26237 | 0 | 25970.4763 | 0 | 0.90275 | 0 | 0 | 0 | 0 | 4513.7699 | 21456.7064 | 0 | 15019.6945 | 7391129.5909 | 7391.1296 | 224540.6458 | 7323.092
3 | 2 | 9 | 7.2 | 599.0751 | 0.24 | 47104.5566 | 0.21825 | 0 | 47104.5566 | 0 | 0.91485 | 0 | 0 | 0 | 0 | 4574.2273 | 42530.3293 | 0 | 29771.2305 | 7420900.8214 | 7420.9008 | 225445.0882 | 7352.5891
3 | 2 | 10 | 9.4 | 759.0711 | 0.24 | 59684.8524 | 0.24839 | 0 | 59684.8524 | 0 | 0.83226 | 0 | 0 | 0 | 0 | 4161.292 | 55523.5604 | 0 | 38866.4923 | 7459767.3137 | 7459.7673 | 226625.8424 | 7391.0979
3 | 2 | 11 | 11.1 | 773.3598 | 0.24 | 60808.3528 | 0.235 | 0 | 60808.3528 | 0 | 0.79211 | 0 | 0 | 0 | 0 | 3960.5279 | 56847.8249 | 0 | 39793.4774 | 7499560.7911 | 7499.5608 | 227834.7582 | 7430.525
3 | 2 | 12 | 12.8 | 895.6035 | 0.24 | 70420.2267 | 0.20735 | 0 | 70420.2267 | 0 | 0.97918 | 0 | 0 | 0 | 0 | 4895.9061 | 65524.3206 | 0 | 45867.0244 | 7545427.8155 | 7545.4278 | 229228.1868 | 7475.9698
3 | 2 | 13 | 14.4 | 613.9821 | 0.24 | 48276.6746 | 0.19963 | 0 | 48276.6746 | 0 | 1.0937 | 0 | 0 | 0 | 0 | 5468.54 | 42808.1345 | 0 | 29965.6942 | 7575393.5097 | 7575.3935 | 230138.537 | 7505.6597
3 | 2 | 14 | 15.6 | 225.9228 | 0.24 | 17764.0416 | 0.19256 | 0 | 17764.0416 | 0 | 1.1268 | 0 | 0 | 0 | 0 | 5633.9422 | 12130.0993 | 0 | 8491.0695 | 7583884.5792 | 7583.8846 | 230396.4935 | 7514.0726
3 | 2 | 15 | 16.1 | 519.027 | 0.24 | 40810.4705 | 0.21289 | 0 | 40810.4705 | 0 | 1.0291 | 0 | 0 | 0 | 0 | 5145.7205 | 35664.7501 | 0 | 24965.325 | 7608849.9043 | 7608.8499 | 231154.9338 | 7538.8081
3 | 2 | 16 | 15.6 | 271.7701 | 0.24 | 21368.956 | 0.23545 | 0 | 21368.956 | 0 | 0.77112 | 0 | 0 | 0 | 0 | 3855.5831 | 17513.3729 | 0 | 12259.361 | 7621109.2653 | 7621.1093 | 231527.3701 | 7550.9546
3 | 2 | 17 | 15 | 100.7479 | 0.24 | 7921.687 | 0.24909 | 0 | 7921.687 | 0 | 0.66115 | 0 | 0 | 0 | 0 | 3305.7632 | 4615.9238 | 0 | 3231.1466 | 7624340.412 | 7624.3404 | 231625.5315 | 7554.156
3 | 2 | 18 | 12.2 | 6.1155 | 0.24 | 480.8574 | 0.2738 | 0 | 480.8574 | 0 | 0.74351 | 0 | 0 | 0 | 0 | 3717.5578 | -3236.7004 | -4623.8577 | 0 | 7619716.5542 | 7619.7166 | 231485.0599 | 7549.5747
3 | 2 | 19 | 11.7 | 0 | 0.24 | 0 | 0.32202 | 0 | 0 | 0 | 0.90891 | 0 | 0 | 0 | 0 | 4544.5689 | -4544.5689 | -6492.2413 | 0 | 7613224.3129 | 7613.2243 | 231287.8272 | 7543.1422
3 | 2 | 20 | 12.8 | 0 | 0.24 | 0 | 0.39933 | 0 | 0 | 0 | 0.91553 | 0 | 0 | 0 | 0 | 4577.6494 | -4577.6494 | -6539.4991 | 0 | 7606684.8138 | 7606.6848 | 231089.1589 | 7536.6629
3 | 2 | 21 | 10 | 0 | 0.24 | 0 | 0.43989 | 0 | 0 | 0 | 0.8861 | 0 | 0 | 0 | 0 | 4430.4984 | -4430.4984 | -6329.2835 | 0 | 7600355.5304 | 7600.3555 | 230896.8769 | 7530.3919
3 | 2 | 22 | 9.4 | 0 | 0.24 | 0 | 0.4478 | 0 | 0 | 0 | 0.92397 | 0 | 0 | 0 | 0 | 4619.8555 | -4619.8555 | -6599.7935 | 0 | 7593755.7368 | 7593.7557 | 230696.3768 | 7523.8529
3 | 2 | 23 | 7.2 | 0 | 0.24 | 0 | 0.42411 | 0 | 0 | 0 | 0.86853 | 0 | 0 | 0 | 0 | 4342.6641 | -4342.6641 | -6203.8059 | 0 | 7587551.9309 | 7587.5519 | 230507.9068 | 7517.7062
3 | 3 | 0 | 6.7 | 0 | 0.24 | 0 | 0.4006 | 0 | 0 | 0 | 0.68032 | 0 | 0 | 0 | 0 | 3401.5825 | -3401.5825 | -4859.4035 | 0 | 7582692.5274 | 7582.6925 | 230360.2793 | 7512.8915
3 | 3 | 1 | 5.6 | 0 | 0.24 | 0 | 0.38025 | 0 | 0 | 0 | 0.70473 | 0 | 0 | 0 | 0 | 3523.6379 | -3523.6379 | -5033.7684 | 0 | 7577658.759 | 7577.6588 | 230207.3547 | 7507.9041
3 | 3 | 2 | 5.6 | 0 | 0.24 | 0 | 0.4011 | 0 | 0 | 0 | 0.82541 | 0 | 0 | 0 | 0 | 4127.0709 | -4127.0709 | -5895.8155 | 0 | 7571762.9435 | 7571.7629 | 230028.2413 | 7502.0625
3 | 3 | 3 | 3.9 | 0 | 0.24 | 0 | 0.45158 | 0 | 0 | 0 | 0.80009 | 0 | 0 | 0 | 0 | 4000.4526 | -4000.4526 | -5714.9323 | 0 | 7566048.0112 | 7566.048 | 229854.6231 | 7496.4002
3 | 3 | 4 | 4.4 | 0 | 0.24 | 0 | 0.42539 | 0 | 0 | 0 | 0.73416 | 0 | 0 | 0 | 0 | 3670.7889 | -3670.7889 | -5243.9841 | 0 | 7560804.0271 | 7560.804 | 229695.3122 | 7491.2045
3 | 3 | 5 | 2.8 | 0 | 0.24 | 0 | 0.41338 | 0 | 0 | 0 | 0.81811 | 0 | 0 | 0 | 0 | 4090.5683 | -4090.5683 | -5843.669 | 0 | 7554960.3581 | 7554.9604 | 229517.783 | 7485.4146
3 | 3 | 6 | 3.3 | 0 | 0.24 | 0 | 0.38687 | 0 | 0 | 0 | 1.0045 | 0 | 0 | 0 | 0 | 5022.5243 | -5022.5243 | -7175.0348 | 0 | 7547785.3233 | 7547.7853 | 229299.8073 | 7478.3056
3 | 3 | 7 | 5 | 36.1778 | 0.24 | 2844.6153 | 0.40712 | 0 | 2844.6153 | 0 | 0.93059 | 0 | 0 | 0 | 0 | 4652.9359 | -1808.3207 | -2583.3152 | 0 | 7545202.0081 | 7545.202 | 229221.3268 | 7475.7461
3 | 3 | 8 | 10 | 191.9158 | 0.24 | 15090.1075 | 0.39243 | 0 | 15090.1075 | 0 | 0.88587 | 0 | 0 | 0 | 0 | 4429.3577 | 10660.7498 | 0 | 7462.5248 | 7552664.5329 | 7552.6645 | 229448.0364 | 7483.1399
3 | 3 | 9 | 14.4 | 548.9769 | 0.24 | 43165.3955 | 0.37107 | 0 | 43165.3955 | 0 | 0.88907 | 0 | 0 | 0 | 0 | 4445.3276 | 38720.0679 | 0 | 27104.0475 | 7579768.5805 | 7579.7686 | 230271.4505 | 7509.9945
3 | 3 | 10 | 16.7 | 671.2658 | 0.24 | 52780.8265 | 0.39783 | 0 | 52780.8265 | 0 | 0.96344 | 0 | 0 | 0 | 0 | 4817.1974 | 47963.6291 | 0 | 33574.5404 | 7613343.1208 | 7613.3431 | 231291.4366 | 7543.2599
3 | 3 | 11 | 18.3 | 814.913 | 0.24 | 64075.63 | 0.38762 | 0 | 64075.63 | 0 | 0.95249 | 0 | 0 | 0 | 0 | 4762.4436 | 59313.1864 | 0 | 41519.2305 | 7654862.3513 | 7654.8624 | 232552.7803 | 7584.397
3 | 3 | 12 | 19.4 | 877.8849 | 0.24 | 69027.0328 | 0.3903 | 0 | 69027.0328 | 0 | 1.0531 | 0 | 0 | 0 | 0 | 5265.4945 | 63761.5383 | 0 | 44633.0768 | 7699495.4281 | 7699.4954 | 233908.7219 | 7628.6192
3 | 3 | 13 | 20.6 | 801.9868 | 0.24 | 63059.2566 | 0.40313 | 0 | 63059.2566 | 0 | 1.1446 | 0 | 0 | 0 | 0 | 5722.9172 | 57336.3393 | 0 | 40135.4375 | 7739630.8657 | 7739.6309 | 235128.0263 | 7668.3852
3 | 3 | 14 | 21.1 | 763.7254 | 0.24 | 60050.8138 | 0.45678 | 0 | 60050.8138 | 0 | 1.0679 | 0 | 0 | 0 | 0 | 5339.6403 | 54711.1734 | 0 | 38297.8214 | 7777928.6871 | 7777.9287 | 236291.5044 | 7706.3305
3 | 3 | 15 | 20.6 | 473.4721 | 0.24 | 37228.5459 | 0.49466 | 0 | 37228.5459 | 0 | 0.75309 | 0 | 0 | 0 | 0 | 3765.4674 | 33463.0785 | 0 | 23424.1549 | 7801352.842 | 7801.3528 | 237003.1243 | 7729.539
3 | 3 | 16 | 19.4 | 294.2515 | 0.24 | 23136.6431 | 0.52892 | 0 | 23136.6431 | 0 | 0.69286 | 0 | 0 | 0 | 0 | 3464.3212 | 19672.3218 | 0 | 13770.6253 | 7815123.4673 | 7815.1235 | 237421.4724 | 7743.1828
3 | 3 | 17 | 17.8 | 117.3493 | 0.24 | 9227.0356 | 0.5391 | 0 | 9227.0356 | 0 | 0.85918 | 0 | 0 | 0 | 0 | 4295.8952 | 4931.1404 | 0 | 3451.7982 | 7818575.2655 | 7818.5753 | 237526.3372 | 7746.6029
3 | 3 | 18 | 16.7 | 7.2367 | 0.24 | 569.0106 | 0.54079 | 0 | 569.0106 | 0 | 0.94907 | 0 | 0 | 0 | 0 | 4745.333 | -4176.3224 | -5966.1749 | 0 | 7812609.0906 | 7812.6091 | 237345.0863 | 7740.6916
3 | 3 | 19 | 15 | 0 | 0.24 | 0 | 0.526 | 0 | 0 | 0 | 0.88907 | 0 | 0 | 0 | 0 | 4445.3276 | -4445.3276 | -6350.468 | 0 | 7806258.6227 | 7806.2586 | 237152.1607 | 7734.3996
3 | 3 | 20 | 14.4 | 0 | 0.24 | 0 | 0.52675 | 0 | 0 | 0 | 0.81218 | 0 | 0 | 0 | 0 | 4060.91 | -4060.91 | -5801.3 | 0 | 7800457.3227 | 7800.4573 | 236975.9187 | 7728.6517
3 | 3 | 21 | 13.9 | 0 | 0.24 | 0 | 0.54807 | 0 | 0 | 0 | 0.77887 | 0 | 0 | 0 | 0 | 3894.367 | -3894.367 | -5563.3815 | 0 | 7794893.9412 | 7794.8939 | 236806.9045 | 7723.1395
3 | 3 | 22 | 13.3 | 0 | 0.24 | 0 | 0.56856 | 0 | 0 | 0 | 0.85211 | 0 | 0 | 0 | 0 | 4260.5334 | -4260.5334 | -6086.4762 | 0 | 7788807.465 | 7788.8075 | 236621.9989 | 7717.1091
3 | 3 | 23 | 13.3 | 0 | 0.24 | 0 | 0.56752 | 0 | 0 | 0 | 0.83659 | 0 | 0 | 0 | 0 | 4182.9654 | -4182.9654 | -5975.6649 | 0 | 7782831.8001 | 7782.8318 | 236440.4597 | 7711.1884
3 | 4 | 0 | 11.7 | 0 | 0.24 | 0 | 0.5633 | 0 | 0 | 0 | 0.71248 | 0 | 0 | 0 | 0 | 3562.4219 | -3562.4219 | -5089.1741 | 0 | 7777742.626 | 7777.7426 | 236285.8519 | 7706.1461
3 | 4 | 1 | 11.1 | 0 | 0.24 | 0 | 0.55565 | 0 | 0 | 0 | 0.71796 | 0 | 0 | 0 | 0 | 3589.7988 | -3589.7988 | -5128.284 | 0 | 7772614.342 | 7772.6143 | 236130.056 | 7701.065
3 | 4 | 2 | 11.7 | 0 | 0.24 | 0 | 0.53779 | 0 | 0 | 0 | 0.70267 | 0 | 0 | 0 | 0 | 3513.3716 | -3513.3716 | -5019.1022 | 0 | 7767595.2397 | 7767.5952 | 235977.5769 | 7696.0921
3 | 4 | 3 | 11.1 | 0 | 0.24 | 0 | 0.53123 | 0 | 0 | 0 | 0.66275 | 0 | 0 | 0 | 0 | 3313.7482 | -3313.7482 | -4733.926 | 0 | 7762861.3138 | 7762.8613 | 235833.7614 | 7691.4018
3 | 4 | 4 | 10 | 0 | 0.24 | 0 | 0.50695 | 0 | 0 | 0 | 0.66526 | 0 | 0 | 0 | 0 | 3326.2959 | -3326.2959 | -4751.8513 | 0 | 7758109.4625 | 7758.1095 | 235689.4014 | 7686.6937
3 | 4 | 5 | 11.1 | 0 | 0.24 | 0 | 0.4688 | 0 | 0 | 0 | 0.73484 | 0 | 0 | 0 | 0 | 3674.211 | -3674.211 | -5248.8728 | 0 | 7752860.5896 | 7752.8606 | 235529.942 | 7681.4931
3 | 4 | 6 | 10 | 0 | 0.24 | 0 | 0.44506 | 0 | 0 | 0 | 0.89294 | 0 | 0 | 0 | 0 | 4464.7196 | -4464.7196 | -6378.1708 | 0 | 7746482.4188 | 7746.4824 | 235336.1747 | 7675.1737
3 | 4 | 7 | 10 | 34.5333 | 0.24 | 2715.3146 | 0.43023 | 0 | 2715.3146 | 0 | 0.75925 | 0 | 0 | 0 | 0 | 3796.2664 | -1080.9519 | -1544.2169 | 0 | 7744938.2019 | 7744.9382 | 235289.2618 | 7673.6437
3 | 4 | 8 | 13.3 | 117.0565 | 0.24 | 9204.009 | 0.40385 | 0 | 9204.009 | 0 | 0.74374 | 0 | 0 | 0 | 0 | 3718.6985 | 5485.3105 | 0 | 3839.7173 | 7748777.9192 | 7748.7779 | 235405.9115 | 7677.448
3 | 4 | 9 | 15 | 240.3351 | 0.24 | 18897.2595 | 0.41021 | 0 | 18897.2595 | 0 | 0.76861 | 0 | 0 | 0 | 0 | 3843.0353 | 15054.2242 | 0 | 10537.957 | 7759315.8762 | 7759.3159 | 235726.0519 | 7687.889
3 | 4 | 10 | 17.8 | 232.1236 | 0.24 | 18251.6027 | 0.4282 | 0 | 18251.6027 | 0 | 0.73941 | 0 | 0 | 0 | 0 | 3697.0251 | 14554.5776 | 0 | 10188.2043 | 7769504.0805 | 7769.5041 | 236035.567 | 7697.9834
3 | 4 | 11 | 20.6 | 271.701 | 0.24 | 21363.5267 | 0.41589 | 0 | 21363.5267 | 0 | 0.74876 | 0 | 0 | 0 | 0 | 3743.794 | 17619.7327 | 0 | 12333.8129 | 7781837.8935 | 7781.8379 | 236410.2651 | 7710.2037
3 | 4 | 12 | 21.7 | 861.2735 | 0.24 | 67720.9026 | 0.40779 | 0 | 67720.9026 | 0 | 0.92671 | 0 | 0 | 0 | 0 | 4633.5439 | 63087.3586 | 0 | 44161.151 | 7825999.0445 | 7825.999 | 237751.8697 | 7753.9583
3 | 4 | 13 | 22.8 | 836.2068 | 0.24 | 65749.9401 | 0.38237 | 0 | 65749.9401 | 0 | 1.0175 | 0 | 0 | 0 | 0 | 5087.5445 | 60662.3956 | 0 | 42463.6769 | 7868462.7214 | 7868.4627 | 239041.9055 | 7796.0311
3 | 4 | 14 | 23.3 | 847.19 | 0.24 | 66613.5337 | 0.38218 | 0 | 66613.5337 | 0 | 0.97622 | 0 | 0 | 0 | 0 | 4881.0769 | 61732.4568 | 0 | 43212.7197 | 7911675.4411 | 7911.6754 | 240354.6969 | 7838.846
3 | 4 | 15 | 22.8 | 691.4169 | 0.24 | 54365.285 | 0.4239 | 0 | 54365.285 | 0 | 0.76541 | 0 | 0 | 0 | 0 | 3827.0654 | 50538.2196 | 0 | 35376.7537 | 7947052.1948 | 7947.0522 | 241429.4338 | 7873.8971
3 | 4 | 16 | 21.7 | 440.2604 | 0.24 | 34617.1448 | 0.43375 | 0 | 34617.1448 | 0 | 0.69697 | 0 | 0 | 0 | 0 | 3484.8539 | 31132.2909 | 0 | 21792.6036 | 7968844.7984 | 7968.8448 | 242091.4875 | 7895.4891
3 | 4 | 17 | 21.1 | 196.5299 | 0.24 | 15452.9124 | 0.42665 | 0 | 15452.9124 | 0 | 0.83226 | 0 | 0 | 0 | 0 | 4161.292 | 11291.6204 | 0 | 7904.1342 | 7976748.9327 | 7976.7489 | 242331.6131 | 7903.3205
3 | 4 | 18 | 19.4 | 14.9933 | 0.24 | 1178.9029 | 0.39366 | 0 | 1178.9029 | 0 | 1.0385 | 0 | 0 | 0 | 0 | 5192.4894 | -4013.5865 | -5733.695 | 0 | 7971015.2377 | 7971.0152 | 242157.4249 | 7897.6396
3 | 4 | 19 | 17.8 | 0 | 0.24 | 0 | 0.36871 | 0 | 0 | 0 | 0.84481 | 0 | 0 | 0 | 0 | 4224.0308 | -4224.0308 | -6034.3297 | 0 | 7964980.908 | 7964.9809 | 241974.1035 | 7891.6608
3 | 4 | 20 | 17.2 | 0 | 0.24 | 0 | 0.38347 | 0 | 0 | 0 | 0.84389 | 0 | 0 | 0 | 0 | 4219.468 | -4219.468 | -6027.8114 | 0 | 7958953.0966 | 7958.9531 | 241790.9802 | 7885.6885
3 | 4 | 21 | 15.6 | 0 | 0.24 | 0 | 0.39385 | 0 | 0 | 0 | 0.76313 | 0 | 0 | 0 | 0 | 3815.6584 | -3815.6584 | -5450.9406 | 0 | 7953502.156 | 7953.5022 | 241625.382 | 7880.2877
3 | 4 | 22 | 15 | 0 | 0.24 | 0 | 0.39523 | 0 | 0 | 0 | 0.77043 | 0 | 0 | 0 | 0 | 3852.161 | -3852.161 | -5503.0871 | 0 | 7947999.069 | 7947.9991 | 241458.1996 | 7874.8353
3 | 4 | 23 | 15 | 0 | 0.24 | 0 | 0.39742 | 0 | 0 | 0 | 0.80557 | 0 | 0 | 0 | 0 | 4027.8295 | -4027.8295 | -5754.0422 | 0 | 7942245.0268 | 7942.245 | 241283.3932 | 7869.1342
3 | 5 | 0 | 14.4 | 0 | 0.24 | 0 | 0.38714 | 0 | 0 | 0 | 0.70975 | 0 | 0 | 0 | 0 | 3548.7334 | -3548.7334 | -5069.6192 | 0 | 7937175.4076 | 7937.1754 | 241129.3795 | 7864.1113
3 | 5 | 1 | 13.9 | 0 | 0.24 | 0 | 0.36995 | 0 | 0 | 0 | 0.71796 | 0 | 0 | 0 | 0 | 3589.7988 | -3589.7988 | -5128.284 | 0 | 7932047.1236 | 7932.0471 | 240973.5835 | 7859.0302
3 | 5 | 2 | 13.3 | 0 | 0.24 | 0 | 0.36233 | 0 | 0 | 0 | 0.67073 | 0 | 0 | 0 | 0 | 3353.6729 | -3353.6729 | -4790.9612 | 0 | 7927256.1624 | 7927.2562 | 240828.0353 | 7854.2833
3 | 5 | 3 | 12.8 | 0 | 0.24 | 0 | 0.35006 | 0 | 0 | 0 | 0.65568 | 0 | 0 | 0 | 0 | 3278.3863 | -3278.3863 | -4683.409 | 0 | 7922572.7534 | 7922.5728 | 240685.7545 | 7849.643
3 | 5 | 4 | 12.2 | 0 | 0.24 | 0 | 0.34625 | 0 | 0 | 0 | 0.67324 | 0 | 0 | 0 | 0 | 3366.2206 | -3366.2206 | -4808.8866 | 0 | 7917763.8668 | 7917.7639 | 240539.6618 | 7844.8784
3 | 5 | 5 | 11.7 | 0 | 0.24 | 0 | 0.31032 | 0 | 0 | 0 | 0.70131 | 0 | 0 | 0 | 0 | 3506.5273 | -3506.5273 | -5009.3248 | 0 | 7912754.542 | 7912.7545 | 240387.4798 | 7839.9152
3 | 5 | 6 | 11.7 | 0 | 0.24 | 0 | 0.30887 | 0 | 0 | 0 | 0.83591 | 0 | 0 | 0 | 0 | 4179.5433 | -4179.5433 | -5970.7762 | 0 | 7906783.7659 | 7906.7838 | 240206.0891 | 7833.9994
3 | 5 | 7 | 13.9 | 43.8435 | 0.24 | 3447.3608 | 0.33583 | 0 | 3447.3608 | 0 | 0.77385 | 0 | 0 | 0 | 0 | 3869.2715 | -421.9107 | -602.7296 | 0 | 7906181.0362 | 7906.181 | 240187.7783 | 7833.4022
3 | 5 | 8 | 15 | 315.861 | 0.24 | 24835.7699 | 0.31868 | 0 | 24835.7699 | 0 | 0.77887 | 0 | 0 | 0 | 0 | 3894.367 | 20941.4029 | 0 | 14658.982 | 7920840.0183 | 7920.84 | 240633.1145 | 7847.9262
3 | 5 | 9 | 16.7 | 432.9205 | 0.24 | 34040.02 | 0.31946 | 0 | 34040.02 | 0 | 0.8156 | 0 | 0 | 0 | 0 | 4078.0206 | 29961.9994 | 0 | 20973.3996 | 7941813.4178 | 7941.8134 | 241270.281 | 7868.7066
3 | 5 | 10 | 18.3 | 691.4164 | 0.24 | 54365.2412 | 0.36729 | 0 | 54365.2412 | 0 | 1.0289 | 0 | 0 | 0 | 0 | 5144.5798 | 49220.6614 | 0 | 34454.463 | 7976267.8808 | 7976.2679 | 242316.9989 | 7902.8439
3 | 5 | 11 | 20 | 782.9403 | 0.24 | 61561.6557 | 0.36706 | 0 | 61561.6557 | 0 | 2.0663 | 0 | 0 | 0 | 0 | 10331.3656 | 51230.29 | 0 | 35861.203 | 8012129.0838 | 8012.1291 | 243406.4532 | 7938.375
3 | 5 | 12 | 21.1 | 906.7142 | 0.24 | 71293.8492 | 0.32916 | 0 | 71293.8492 | 0 | 2.9914 | 0 | 0 | 0 | 0 | 14956.9246 | 56336.9246 | 0 | 39435.8472 | 8051564.931 | 8051.5649 | 244604.5042 | 7977.4478
3 | 5 | 13 | 21.7 | 869.9626 | 0.24 | 68404.1151 | 0.2569 | 0 | 68404.1151 | 0 | 1.8039 | 0 | 0 | 0 | 0 | 9019.5548 | 59384.5602 | 0 | 41569.1922 | 8093134.1232 | 8093.1341 | 245867.3658 | 8018.6343
3 | 5 | 14 | 22.8 | 660.8508 | 0.24 | 51961.9044 | 0.20626 | 0 | 51961.9044 | 0 | 1.266 | 0 | 0 | 0 | 0 | 6329.7723 | 45632.1321 | 0 | 31942.4924 | 8125076.6157 | 8125.0766 | 246837.7706 | 8050.2828
3 | 5 | 15 | 22.8 | 498.6936 | 0.24 | 39211.6793 | 0.17032 | 0 | 39211.6793 | 0 | 1.4811 | 0 | 0 | 0 | 0 | 7405.4572 | 31806.2221 | 0 | 22264.3555 | 8147340.9711 | 8147.341 | 247514.1561 | 8072.3422
3 | 5 | 16 | 22.2 | 416.9279 | 0.24 | 32782.5368 | 0.13383 | 0 | 32782.5368 | 0 | 2.6578 | 0 | 0 | 0 | 0 | 13289.2138 | 19493.323 | 0 | 13645.3261 | 8160986.2972 | 8160.9863 | 247928.6976 | 8085.8619
3 | 5 | 17 | 21.7 | 140.544 | 0.24 | 11050.806 | 0.12154 | 0 | 11050.806 | 0 | 3.457 | 0 | 0 | 0 | 0 | 17285.1036 | -6234.2977 | -8906.1395 | 0 | 8152080.1577 | 8152.0802 | 247658.1314 | 8077.0377
3 | 5 | 18 | 19.4 | 9.9524 | 0.24 | 782.5464 | 0.10844 | 0 | 782.5464 | 0 | 2.9063 | 0 | 0 | 0 | 0 | 14531.4416 | -13748.8952 | -19641.2789 | 0 | 8132438.8788 | 8132.4389 | 247061.4343 | 8057.5773
3 | 5 | 19 | 17.2 | 0 | 0.24 | 0 | 0.10922 | 0 | 0 | 0 | 1.6219 | 0 | 0 | 0 | 0 | 8109.2722 | -8109.2722 | -11584.6746 | 0 | 8120854.2042 | 8120.8542 | 246709.4948 | 8046.0992
3 | 5 | 20 | 18.3 | 0 | 0.24 | 0 | 0.12602 | 0 | 0 | 0 | 1.0948 | 0 | 0 | 0 | 0 | 5474.2435 | -5474.2435 | -7820.3479 | 0 | 8113033.8563 | 8113.0339 | 246471.9146 | 8038.3509
3 | 5 | 21 | 16.7 | 0 | 0.24 | 0 | 0.15792 | 0 | 0 | 0 | 1.0319 | 0 | 0 | 0 | 0 | 5159.4089 | -5159.4089 | -7370.5842 | 0 | 8105663.2721 | 8105.6633 | 246247.9981 | 8031.0481
3 | 5 | 22 | 15.6 | 0 | 0.24 | 0 | 0.17637 | 0 | 0 | 0 | 0.95431 | 0 | 0 | 0 | 0 | 4771.5692 | -4771.5692 | -6816.5275 | 0 | 8098846.7446 | 8098.8467 | 246040.9138 | 8024.2944
3 | 5 | 23 | 15.6 | 0 | 0.24 | 0 | 0.18893 | 0 | 0 | 0 | 0.82884 | 0 | 0 | 0 | 0 | 4144.1815 | -4144.1815 | -5920.2592 | 0 | 8092926.4854 | 8092.9265 | 245861.0578 | 8018.4286
3 | 6 | 0 | 15.6 | 0 | 0.24 | 0 | 0.21611 | 0 | 0 | 0 | 0.7264 | 0 | 0 | 0 | 0 | 3632.0049 | -3632.0049 | -5188.5784 | 0 | 8087737.907 | 8087.7379 | 245703.4301 | 8013.2878
3 | 6 | 1 | 16.1 | 0 | 0.24 | 0 | 0.24804 | 0 | 0 | 0 | 0.7102 | 0 | 0 | 0 | 0 | 3551.0148 | -3551.0148 | -5072.8783 | 0 | 8082665.0287 | 8082.665 | 245549.3173 | 8008.2616
3 | 6 | 2 | 17.2 | 0 | 0.24 | 0 | 0.27713 | 0 | 0 | 0 | 0.69651 | 0 | 0 | 0 | 0 | 3482.5725 | -3482.5725 | -4975.1036 | 0 | 8077689.9251 | 8077.6899 | 245398.1749 | 8003.3323
3 | 6 | 3 | 17.8 | 0 | 0.24 | 0 | 0.25403 | 0 | 0 | 0 | 0.71636 | 0 | 0 | 0 | 0 | 3581.8139 | -3581.8139 | -5116.8769 | 0 | 8072573.0481 | 8072.573 | 245242.7255 | 7998.2625
3 | 6 | 4 | 17.2 | 0 | 0.24 | 0 | 0.25785 | 0 | 0 | 0 | 0.67461 | 0 | 0 | 0 | 0 | 3373.0648 | -3373.0648 | -4818.6641 | 0 | 8067754.3841 | 8067.7544 | 245096.3357 | 7993.4882
3 | 6 | 5 | 17.2 | 0 | 0.24 | 0 | 0.2799 | 0 | 0 | 0 | 0.69583 | 0 | 0 | 0 | 0 | 3479.1504 | -3479.1504 | -4970.2149 | 0 | 8062784.1692 | 8062.7842 | 244945.3418 | 7988.5638
3 | 6 | 6 | 17.2 | 0 | 0.24 | 0 | 0.31683 | 0 | 0 | 0 | 0.83682 | 0 | 0 | 0 | 0 | 4184.1061 | -4184.1061 | -5977.2945 | 0 | 8056806.8748 | 8056.8069 | 244763.7532 | 7982.6415
3 | 6 | 7 | 17.8 | 31.2444 | 0.24 | 2456.7132 | 0.32196 | 0 | 2456.7132 | 0 | 0.8772 | 0 | 0 | 0 | 0 | 4386.0109 | -1929.2977 | -2756.1396 | 0 | 8054050.7351 | 8054.0507 | 244680.0223 | 7979.9107
3 | 6 | 8 | 18.3 | 171.2978 | 0.24 | 13468.9439 | 0.3512 | 0 | 13468.9439 | 0 | 1.5566 | 0 | 0 | 0 | 0 | 7783.0306 | 5685.9134 | 0 | 3980.1394 | 8058030.8745 | 8058.0309 | 244800.938 | 7983.8542
3 | 6 | 9 | 18.9 | 440.0591 | 0.24 | 34601.317 | 0.34521 | 0 | 34601.317 | 0 | 2.988 | 0 | 0 | 0 | 0 | 14939.8141 | 19661.503 | 0 | 13763.0521 | 8071793.9265 | 8071.7939 | 245219.056 | 7997.4906
3 | 6 | 10 | 21.1 | 636.948 | 0.24 | 50082.457 | 0.40698 | 0 | 50082.457 | 0 | 3.4242 | 0 | 0 | 0 | 0 | 17120.8421 | 32961.6149 | 0 | 23073.1304 | 8094867.057 | 8094.8671 | 245920.0119 | 8020.3513
3 | 6 | 11 | 22.8 | 754.1777 | 0.24 | 59300.085 | 0.43811 | 0 | 59300.085 | 0 | 3.1867 | 0 | 0 | 0 | 0 | 15933.3682 | 43366.7169 | 0 | 30356.7018 | 8125223.7588 | 8125.2238 | 246842.2408 | 8050.4286
3 | 6 | 12 | 22.2 | 651.2404 | 0.24 | 51206.249 | 0.36904 | 0 | 51206.249 | 0 | 2.5682 | 0 | 0 | 0 | 0 | 12840.9168 | 38365.3323 | 0 | 26855.7326 | 8152079.4914 | 8152.0795 | 247658.1111 | 8077.0371
3 | 6 | 13 | 23.3 | 533.0772 | 0.24 | 41915.2209 | 0.34508 | 0 | 41915.2209 | 0 | 1.5295 | 0 | 0 | 0 | 0 | 7647.2867 | 34267.9342 | 0 | 23987.5539 | 8176067.0453 | 8176.067 | 248386.8469 | 8100.8038
3 | 6 | 14 | 23.9 | 631.8419 | 0.24 | 49680.9719 | 0.3645 | 0 | 49680.9719 | 0 | 1.4275 | 0 | 0 | 0 | 0 | 7137.3915 | 42543.5804 | 0 | 29780.5063 | 8205847.5516 | 8205.8476 | 249291.5712 | 8130.3102
3 | 6 | 15 | 23.9 | 552.4415 | 0.24 | 43437.8094 | 0.38718 | 0 | 43437.8094 | 0 | 1.529 | 0 | 0 | 0 | 0 | 7645.0053 | 35792.8041 | 0 | 25054.9629 | 8230902.5144 | 8230.9025 | 250052.7346 | 8155.1345
3 | 6 | 16 | 24.4 | 434.5025 | 0.24 | 34164.4097 | 0.41279 | 0 | 34164.4097 | 0.32 | 2.2122 | 0 | 0 | 0 | 0 | 12660.7645 | 21503.6451 | 0 | 15052.5516 | 8245955.066 | 8245.9551 | 250510.0273 | 8170.0485
3 | 6 | 17 | 23.3 | 178.0119 | 0.24 | 13996.8627 | 0.44292 | 0 | 13996.8627 | 0 | 2.5212 | 0 | 0 | 0 | 0 | 12605.9315 | 1390.9312 | 0 | 973.6518 | 8246928.7179 | 8246.9287 | 250539.6066 | 8171.0132
3 | 6 | 18 | 21.7 | 12.9465 | 0.24 | 1017.9694 | 0.45191 | 0 | 1017.9694 | 0 | 1.3597 | 0 | 0 | 0 | 0 | 6798.6021 | -5780.6327 | -8258.0467 | 0 | 8238670.6712 | 8238.6707 | 250288.7293 | 8162.8312
3 | 6 | 19 | 20.6 | 0 | 0.24 | 0 | 0.42739 | 0 | 0 | 0 | 0.87287 | 0 | 0 | 0 | 0 | 4364.3375 | -4364.3375 | -6234.7679 | 0 | 8232435.9033 | 8232.4359 | 250099.3186 | 8156.6538
3 | 6 | 20 | 20 | 0 | 0.24 | 0 | 0.45434 | 0 | 0 | 0 | 0.86488 | 0 | 0 | 0 | 0 | 4324.4128 | -4324.4128 | -6177.7326 | 0 | 8226258.1706 | 8226.2582 | 249911.6406 | 8150.5329
3 | 6 | 21 | 20 | 0 | 0.24 | 0 | 0.47012 | 0 | 0 | 0 | 0.83933 | 0 | 0 | 0 | 0 | 4196.6539 | -4196.6539 | -5995.2198 | 0 | 8220262.9508 | 8220.263 | 249729.5074 | 8144.5929
3 | 6 | 22 | 20.6 | 0 | 0.24 | 0 | 0.47501 | 0 | 0 | 0 | 0.94017 | 0 | 0 | 0 | 0 | 4700.8455 | -4700.8455 | -6715.4936 | 0 | 8213547.4572 | 8213.5475 | 249525.4924 | 8137.9392
3 | 6 | 23 | 19.4 | 0 | 0.24 | 0 | 0.46967 | 0 | 0 | 0 | 0.96572 | 0 | 0 | 0 | 0 | 4828.6045 | -4828.6045 | -6898.0064 | 0 | 8206649.4508 | 8206.6495 | 249315.9327 | 8131.1047
3 | 7 | 0 | 18.3 | 0 | 0.24 | 0 | 0.46431 | 0 | 0 | 0 | 0.93652 | 0 | 0 | 0 | 0 | 4682.5942 | -4682.5942 | -6689.4203 | 0 | 8199960.0305 | 8199.96 | 249112.7098 | 8124.4769
3 | 7 | 1 | 17.8 | 0 | 0.24 | 0 | 0.48931 | 0 | 0 | 0 | 0.96983 | 0 | 0 | 0 | 0 | 4849.1372 | -4849.1372 | -6927.3388 | 0 | 8193032.6916 | 8193.0327 | 248902.259 | 8117.6133
3 | 7 | 2 | 18.3 | 0 | 0.24 | 0 | 0.48964 | 0 | 0 | 0 | 0.80169 | 0 | 0 | 0 | 0 | 4008.4376 | -4008.4376 | -5726.3394 | 0 | 8187306.3523 | 8187.3064 | 248728.2942 | 8111.9397
3 | 7 | 3 | 18.3 | 0 | 0.24 | 0 | 0.48861 | 0 | 0 | 0 | 0.77956 | 0 | 0 | 0 | 0 | 3897.7892 | -3897.7892 | -5568.2702 | 0 | 8181738.0821 | 8181.7381 | 248559.1316 | 8106.4227
3 | 7 | 4 | 18.3 | 0 | 0.24 | 0 | 0.48234 | 0 | 0 | 0 | 0.80055 | 0 | 0 | 0 | 0 | 4002.734 | -4002.734 | -5718.1915 | 0 | 8176019.8906 | 8176.0199 | 248385.4144 | 8100.7571
3 | 7 | 5 | 18.3 | 0 | 0.24 | 0 | 0.45781 | 0 | 0 | 0 | 0.83477 | 0 | 0 | 0 | 0 | 4173.8398 | -4173.8398 | -5962.6283 | 0 | 8170057.2623 | 8170.0573 | 248204.2713 | 8094.8494
3 | 7 | 6 | 18.9 | 2.487 | 0.24 | 195.5519 | 0.45133 | 0 | 195.5519 | 0 | 0.83249 | 0 | 0 | 0 | 0 | 4162.4327 | -3966.8808 | -5666.9726 | 0 | 8164390.2898 | 8164.3903 | 248032.1101 | 8089.2346
3 | 7 | 7 | 18.9 | 102.6589 | 0.24 | 8071.949 | 0.41666 | 0 | 8071.949 | 0 | 0.91211 | 0 | 0 | 0 | 0 | 4560.5388 | 3511.4102 | 0 | 2457.9872 | 8166848.2769 | 8166.8483 | 248106.7831 | 8091.6699
3 | 7 | 8 | 20 | 308.2146 | 0.24 | 24234.5472 | 0.35275 | 0 | 24234.5472 | 0 | 0.94519 | 0 | 0 | 0 | 0 | 4725.941 | 19508.6061 | 0 | 13656.0243 | 8180504.3012 | 8180.5043 | 248521.6497 | 8105.2002
3 | 7 | 9 | 20.6 | 195.6213 | 0.24 | 15381.4695 | 0.29706 | 0 | 15381.4695 | 0 | 0.835 | 0 | 0 | 0 | 0 | 4174.9805 | 11206.489 | 0 | 7844.5423 | 8188348.8435 | 8188.3488 | 248759.9649 | 8112.9726
3 | 7 | 10 | 21.1 | 232.9784 | 0.24 | 18318.8083 | 0.23951 | 0 | 18318.8083 | 0 | 1.093 | 0 | 0 | 0 | 0 | 5465.1179 | 12853.6904 | 0 | 8997.5833 | 8197346.4268 | 8197.3464 | 249033.3092 | 8121.8873
3 | 7 | 11 | 22.8 | 267.6169 | 0.24 | 21042.3944 | 0.21807 | 0 | 21042.3944 | 0 | 2.3747 | 0 | 0 | 0 | 0 | 11873.5989 | 9168.7955 | 0 | 6418.1569 | 8203764.5837 | 8203.7646 | 249228.2911 | 8128.2464
3 | 7 | 12 | 23.9 | 171.5361 | 0.24 | 13487.6752 | 0.22104 | 0 | 13487.6752 | 0 | 3.2033 | 0 | 0 | 0 | 0 | 16016.6396 | -2528.9644 | -3612.8063 | 0 | 8200151.7774 | 8200.1518 | 249118.535 | 8124.6669
3 | 7 | 13 | 24.4 | 229.528 | 0.24 | 18047.5138 | 0.22769 | 0 | 18047.5138 | 0.32 | 1.4212 | 0 | 0 | 0 | 0 | 8705.9401 | 9341.5737 | 0 | 6539.1016 | 8206690.879 | 8206.6909 | 249317.1913 | 8131.1458
3 | 7 | 14 | 25.6 | 100.3111 | 0.2388 | 7847.9056 | 0.25071 | 0 | 7847.9056 | 1.28 | 0.85341 | 0 | 0 | 0 | 0 | 10667.0496 | -2819.1441 | -4027.3487 | 0 | 8202663.5303 | 8202.6635 | 249194.8414 | 8127.1555
3 | 7 | 15 | 26.1 | 83.8667 | 0.2378 | 6533.8873 | 0.27633 | 0 | 6533.8873 | 1.68 | 2.49 | 0 | 0 | 0 | 0 | 20849.9374 | -14316.0501 | -20451.5002 | 0 | 8182212.0301 | 8182.212 | 248573.53 | 8106.8922
3 | 7 | 16 | 25 | 79.7556 | 0.24 | 6271.0836 | 0.28136 | 0 | 6271.0836 | 0.8 | 3.291 | 0 | 0 | 0 | 0 | 20454.7506 | -14183.6669 | -20262.3813 | 0 | 8161949.6487 | 8161.9496 | 247957.964 | 8086.8164
3 | 7 | 17 | 23.3 | 37.8222 | 0.24 | 2973.9159 | 0.28716 | 0 | 2973.9159 | 0 | 2.9743 | 0 | 0 | 0 | 0 | 14871.3718 | -11897.4558 | -16996.3654 | 0 | 8144953.2833 | 8144.9533 | 247441.6187 | 8069.9765
3 | 7 | 18 | 22.2 | 2.4667 | 0.24 | 193.951 | 0.33568 | 0 | 193.951 | 0 | 1.6157 | 0 | 0 | 0 | 0 | 8078.4732 | -7884.5221 | -11263.603 | 0 | 8133689.6803 | 8133.6897 | 247099.4333 | 8058.8166
3 | 7 | 19 | 21.7 | 0 | 0.24 | 0 | 0.37449 | 0 | 0 | 0 | 0.94336 | 0 | 0 | 0 | 0 | 4716.8154 | -4716.8154 | -6738.3077 | 0 | 8126951.3726 | 8126.9514 | 246894.7252 | 8052.1403
3 | 7 | 20 | 21.1 | 0 | 0.24 | 0 | 0.43475 | 0 | 0 | 0 | 0.9007 | 0 | 0 | 0 | 0 | 4503.5035 | -4503.5035 | -6433.5765 | 0 | 8120517.7961 | 8120.5178 | 246699.2748 | 8045.7659
3 | 7 | 21 | 21.1 | 0 | 0.24 | 0 | 0.47701 | 0 | 0 | 0 | 1.0084 | 0 | 0 | 0 | 0 | 5041.9163 | -5041.9163 | -7202.7376 | 0 | 8113315.0585 | 8113.3151 | 246480.4575 | 8038.6295
3 | 7 | 22 | 20.6 | 0 | 0.24 | 0 | 0.50803 | 0 | 0 | 0 | 1.0307 | 0 | 0 | 0 | 0 | 5153.7054 | -5153.7054 | -7362.4363 | 0 | 8105952.6221 | 8105.9526 | 246256.7885 | 8031.3348
3 | 7 | 23 | 20 | 0 | 0.24 | 0 | 0.51104 | 0 | 0 | 0 | 0.83249 | 0 | 0 | 0 | 0 | 4162.4327 | -4162.4327 | -5946.3325 | 0 | 8100006.2897 | 8100.0063 | 246076.1404 | 8025.4432
3 | 8 | 0 | 20 | 0 | 0.24 | 0 | 0.49727 | 0 | 0 | 0 | 0.69629 | 0 | 0 | 0 | 0 | 3481.4318 | -3481.4318 | -4973.474 | 0 | 8095032.8156 | 8095.0328 | 245925.0476 | 8020.5155
3 | 8 | 1 | 15.6 | 0 | 0.24 | 0 | 0.51048 | 0 | 0 | 0 | 0.6915 | 0 | 0 | 0 | 0 | 3457.477 | -3457.477 | -4939.2529 | 0 | 8090093.5628 | 8090.0936 | 245774.9943 | 8015.6218
3 | 8 | 2 | 13.9 | 0 | 0.24 | 0 | 0.52329 | 0 | 0 | 0 | 0.64541 | 0 | 0 | 0 | 0 | 3227.0546 | -3227.0546 | -4610.078 | 0 | 8085483.4848 | 8085.4835 | 245634.9413 | 8011.0541
3 | 8 | 3 | 13.3 | 0 | 0.24 | 0 | 0.47815 | 0 | 0 | 0 | 0.70496 | 0 | 0 | 0 | 0 | 3524.7786 | -3524.7786 | -5035.398 | 0 | 8080448.0868 | 8080.4481 | 245481.9672 | 8006.0651
3 | 8 | 4 | 11.7 | 0 | 0.24 | 0 | 0.45291 | 0 | 0 | 0 | 0.74374 | 0 | 0 | 0 | 0 | 3718.6985 | -3718.6985 | -5312.4264 | 0 | 8075135.6604 | 8075.1357 | 245320.577 | 8000.8015
3 | 8 | 5 | 11.1 | 0 | 0.24 | 0 | 0.43552 | 0 | 0 | 0 | 0.75948 | 0 | 0 | 0 | 0 | 3797.4071 | -3797.4071 | -5424.8673 | 0 | 8069710.7931 | 8069.7108 | 245155.7709 | 7995.4266
3 | 8 | 6 | 10.6 | 0 | 0.24 | 0 | 0.41252 | 0 | 0 | 0 | 1.1259 | 0 | 0 | 0 | 0 | 5629.3794 | -5629.3794 | -8041.9706 | 0 | 8061668.8225 | 8061.6688 | 244911.4579 | 7987.4587
3 | 8 | 7 | 10 | 13.9778 | 0.24 | 1099.0559 | 0.39881 | 0 | 1099.0559 | 0 | 2.3448 | 0 | 0 | 0 | 0 | 11724.1665 | -10625.1106 | -15178.7295 | 0 | 8046490.093 | 8046.4901 | 244450.3319 | 7972.4197
3 | 8 | 8 | 10.6 | 323.2914 | 0.24 | 25420.0178 | 0.35748 | 0 | 25420.0178 | 0 | 4.4597 | 0 | 0 | 0 | 0 | 22298.5023 | 3121.5155 | 0 | 2185.0608 | 8048675.1538 | 8048.6752 | 244516.7135 | 7974.5846
3 | 8 | 9 | 10.6 | 124.9778 | 0.24 | 9826.8527 | 0.31813 | 0 | 9826.8527 | 0 | 4.6552 | 0 | 0 | 0 | 0 | 23276.0866 | -13449.2339 | -19213.1913 | 0 | 8029461.9626 | 8029.462 | 243933.0216 | 7955.5483
3 | 8 | 10 | 11.1 | 711.4972 | 0.24 | 55944.1693 | 0.35387 | 0 | 55944.1693 | 0 | 3.7274 | 0 | 0 | 0 | 0 | 18636.8391 | 37307.3302 | 0 | 26115.1311 | 8055577.0937 | 8055.5771 | 244726.3927 | 7981.423
3 | 8 | 11 | 11.7 | 728.242 | 0.24 | 57260.797 | 0.36898 | 0 | 57260.797 | 0 | 2.8543 | 0 | 0 | 0 | 0 | 14271.3609 | 42989.4361 | 0 | 30092.6052 | 8085669.699 | 8085.6697 | 245640.5984 | 8011.2386
3 | 8 | 12 | 11.1 | 873.6703 | 0.24 | 68695.6435 | 0.38815 | 0 | 68695.6435 | 0 | 2.0245 | 0 | 0 | 0 | 0 | 10122.6166 | 58573.0269 | 0 | 41001.1188 | 8126670.8178 | 8126.6708 | 246886.2021 | 8051.8623
3 | 8 | 13 | 10 | 611.5411 | 0.24 | 48084.7396 | 0.42464 | 0 | 48084.7396 | 0 | 1.4537 | 0 | 0 | 0 | 0 | 7268.5726 | 40816.167 | 0 | 28571.3169 | 8155242.1347 | 8155.2421 | 247754.1914 | 8080.1706
3 | 8 | 14 | 8.9 | 751.3732 | 0.24 | 59079.5765 | 0.46636 | 0 | 59079.5765 | 0 | 2.0437 | 0 | 0 | 0 | 0 | 10218.4358 | 48861.1407 | 0 | 34202.7985 | 8189444.9332 | 8189.4449 | 248793.2638 | 8114.0586
3 | 8 | 15 | 8.3 | 530.5415 | 0.24 | 41715.8393 | 0.50725 | 0 | 41715.8393 | 0 | 3.9516 | 0 | 0 | 0 | 0 | 19758.1522 | 21957.6871 | 0 | 15370.3809 | 8204815.3141 | 8204.8153 | 249260.2121 | 8129.2875
3 | 8 | 16 | 7.2 | 419.1899 | 0.24 | 32960.3966 | 0.49456 | 0 | 32960.3966 | 0 | 4.1989 | 0 | 0 | 0 | 0 | 20994.6765 | 11965.7202 | 0 | 8376.0041 | 8213191.3183 | 8213.1913 | 249514.673 | 8137.5864
3 | 8 | 17 | 7.2 | 94.2017 | 0.24 | 7406.9652 | 0.52078 | 0 | 7406.9652 | 0 | 3.7328 | 0 | 0 | 0 | 0 | 18664.216 | -11257.2508 | -16081.7869 | 0 | 8197109.5314 | 8197.1095 | 249026.1123 | 8121.6526
3 | 8 | 18 | 6.7 | 6.4618 | 0.24 | 508.0802 | 0.5418 | 0 | 508.0802 | 0 | 3.076 | 0 | 0 | 0 | 0 | 15380.1262 | -14872.046 | -21245.78 | 0 | 8175863.7514 | 8175.8638 | 248380.6709 | 8100.6024
3 | 8 | 19 | 5.6 | 0 | 0.24 | 0 | 0.5542 | 0 | 0 | 0 | 1.5778 | 0 | 0 | 0 | 0 | 7889.1161 | -7889.1161 | -11270.1659 | 0 | 8164593.5855 | 8164.5936 | 248038.2861 | 8089.436
3 | 8 | 20 | 5 | 0 | 0.24 | 0 | 0.61877 | 0 | 0 | 0 | 1.0848 | 0 | 0 | 0 | 0 | 5424.0525 | -5424.0525 | -7748.6465 | 0 | 8156844.9391 | 8156.8449 | 247802.8842 | 8081.7587
3 | 8 | 21 | 4.4 | 0 | 0.24 | 0 | 0.67358 | 0 | 0 | 0 | 1.1245 | 0 | 0 | 0 | 0 | 5622.5352 | -5622.5352 | -8032.1931 | 0 | 8148812.7459 | 8148.8127 | 247558.8682 | 8073.8004
3 | 8 | 22 | 4.4 | 0 | 0.24 | 0 | 0.68508 | 0 | 0 | 0 | 1.1585 | 0 | 0 | 0 | 0 | 5792.5003 | -5792.5003 | -8275.0004 | 0 | 8140537.7456 | 8140.5377 | 247307.4758 | 8065.6016
3 | 8 | 23 | 4.4 | 0 | 0.24 | 0 | 0.6445 | 0 | 0 | 0 | 1.0447 | 0 | 0 | 0 | 0 | 5223.2884 | -5223.2884 | -7461.8406 | 0 | 8133075.905 | 8133.0759 | 247080.787 | 8058.2084
3 | 9 | 0 | 3.3 | 0 | 0.24 | 0 | 0.57915 | 0 | 0 | 0 | 0.97257 | 0 | 0 | 0 | 0 | 4862.8256 | -4862.8256 | -6946.8938 | 0 | 8126129.0112 | 8126.129 | 246869.7421 | 8051.3255
3 | 9 | 1 | 3.3 | 0 | 0.24 | 0 | 0.58307 | 0 | 0 | 0 | 0.9899 | 0 | 0 | 0 | 0 | 4949.5192 | -4949.5192 | -7070.7417 | 0 | 8119058.2695 | 8119.0583 | 246654.9348 | 8044.3198
3 | 9 | 2 | 2.2 | 0 | 0.24 | 0 | 0.61633 | 0 | 0 | 0 | 1.005 | 0 | 0 | 0 | 0 | 5024.8058 | -5024.8058 | -7178.2939 | 0 | 8111879.9755 | 8111.88 | 246436.86 | 8037.2076
3 | 9 | 3 | 1.7 | 0 | 0.24 | 0 | 0.62857 | 0 | 0 | 0 | 0.98876 | 0 | 0 | 0 | 0 | 4943.8157 | -4943.8157 | -7062.5938 | 0 | 8104817.3817 | 8104.8174 | 246222.3002 | 8030.21
3 | 9 | 4 | 1.7 | 0 | 0.24 | 0 | 0.63088 | 0 | 0 | 0 | 0.98785 | 0 | 0 | 0 | 0 | 4939.2529 | -4939.2529 | -7056.0755 | 0 | 8097761.3061 | 8097.7613 | 246007.9384 | 8023.2189
3 | 9 | 5 | 1.7 | 0 | 0.24 | 0 | 0.6297 | 0 | 0 | 0 | 0.97576 | 0 | 0 | 0 | 0 | 4878.7955 | -4878.7955 | -6969.7079 | 0 | 8090791.5983 | 8090.7916 | 245796.2005 | 8016.3134
3 | 9 | 6 | 1.7 | 1.4556 | 0.24 | 114.4555 | 0.60008 | 0 | 114.4555 | 0 | 1.0182 | 0 | 0 | 0 | 0 | 5090.9666 | -4976.5112 | -7109.3017 | 0 | 8083682.2966 | 8083.6823 | 245580.2217 | 8009.2695
3 | 9 | 7 | 1.7 | 67.5054 | 0.24 | 5307.8663 | 0.61179 | 0 | 5307.8663 | 0 | 1.0474 | 0 | 0 | 0 | 0 | 5236.9769 | 70.8894 | 0 | 49.6226 | 8083731.9192 | 8083.7319 | 245581.7292 | 8009.3187
3 | 9 | 8 | 2.2 | 249.7404 | 0.24 | 19636.7841 | 0.59315 | 0 | 19636.7841 | 0 | 2.0334 | 0 | 0 | 0 | 0 | 10167.1041 | 9469.68 | 0 | 6628.776 | 8090360.6952 | 8090.3607 | 245783.1097 | 8015.8864
3 | 9 | 9 | 2.2 | 78.9333 | 0.24 | 6206.4333 | 0.55652 | 0 | 6206.4333 | 0 | 3.7424 | 0 | 0 | 0 | 0 | 18712.1257 | -12505.6924 | -17865.2748 | 0 | 8072495.4203 | 8072.4954 | 245240.3672 | 7998.1856
3 | 9 | 10 | 3.3 | 206.615 | 0.24 | 16245.8919 | 0.55833 | 0 | 16245.8919 | 0 | 2.5159 | 0 | 0 | 0 | 0 | 12579.6953 | 3666.1966 | 0 | 2566.3376 | 8075061.7579 | 8075.0618 | 245318.3319 | 8000.7283
3 | 9 | 11 | 4.4 | 222.2132 | 0.24 | 17472.3556 | 0.52451 | 0 | 17472.3556 | 0 | 1.2908 | 0 | 0 | 0 | 0 | 6454.1092 | 11018.2464 | 0 | 7712.7725 | 8082774.5304 | 8082.7745 | 245552.644 | 8008.3701
3 | 9 | 12 | 6.1 | 291.7508 | 0.24 | 22940.0141 | 0.46122 | 0 | 22940.0141 | 0 | 1.3554 | 0 | 0 | 0 | 0 | 6776.9287 | 16163.0853 | 0 | 11314.1597 | 8094088.6902 | 8094.0887 | 245896.3653 | 8019.5801
3 | 9 | 13 | 7.2 | 200.6921 | 0.24 | 15780.1786 | 0.38648 | 0 | 15780.1786 | 0 | 1.3987 | 0 | 0 | 0 | 0 | 6993.6627 | 8786.5159 | 0 | 6150.5611 | 8100239.2513 | 8100.2393 | 246083.2178 | 8025.6741
3 | 9 | 14 | 8.3 | 240.9659 | 0.24 | 18946.8631 | 0.337 | 0 | 18946.8631 | 0 | 1.9358 | 0 | 0 | 0 | 0 | 9678.8824 | 9267.9807 | 0 | 6487.5865 | 8106726.8378 | 8106.7268 | 246280.309 | 8032.1019
3 | 9 | 15 | 8.9 | 391.8188 | 0.24 | 30808.2396 | 0.28756 | 0 | 30808.2396 | 0 | 3.7671 | 0 | 0 | 0 | 0 | 18835.3218 | 11972.9178 | 0 | 8381.0425 | 8115107.8803 | 8115.1079 | 246534.9229 | 8040.4058
3 | 9 | 16 | 8.9 | 233.9769 | 0.24 | 18397.3206 | 0.26257 | 0 | 18397.3206 | 0 | 4.2487 | 0 | 0 | 0 | 0 | 21243.3502 | -2846.0296 | -4065.7566 | 0 | 8111042.1237 | 8111.0421 | 246411.4063 | 8036.3775
3 | 9 | 17 | 8.3 | 132.5636 | 0.24 | 10423.3133 | 0.25237 | 0 | 10423.3133 | 0 | 2.5773 | 0 | 0 | 0 | 0 | 12886.545 | -2463.2317 | -3518.9024 | 0 | 8107523.2213 | 8107.5232 | 246304.5029 | 8032.891
3 | 9 | 18 | 6.7 | 9.8165 | 0.24 | 771.861 | 0.22846 | 0 | 771.861 | 0 | 1.3148 | 0 | 0 | 0 | 0 | 6573.8832 | -5802.0222 | -8288.6032 | 0 | 8099234.6181 | 8099.2346 | 246052.6973 | 8024.6787
3 | 9 | 19 | 5.6 | 0 | 0.24 | 0 | 0.23273 | 0 | 0 | 0 | 1.1311 | 0 | 0 | 0 | 0 | 5655.6156 | -5655.6156 | -8079.4509 | 0 | 8091155.1672 | 8091.1552 | 245807.2456 | 8016.6736
3 | 9 | 20 | 4.4 | 0 | 0.24 | 0 | 0.29519 | 0 | 0 | 0 | 1.2094 | 0 | 0 | 0 | 0 | 6046.8775 | -6046.8775 | -8638.3964 | 0 | 8082516.7708 | 8082.5168 | 245544.8133 | 8008.1147
3 | 9 | 21 | 3.3 | 0 | 0.24 | 0 | 0.29939 | 0 | 0 | 0 | 1.2062 | 0 | 0 | 0 | 0 | 6030.9076 | -6030.9076 | -8615.5823 | 0 | 8073901.1885 | 8073.9012 | 245283.0741 | 7999.5784
3 | 9 | 22 | 2.8 | 0 | 0.24 | 0 | 0.30637 | 0 | 0 | 0 | 1.1402 | 0 | 0 | 0 | 0 | 5701.2438 | -5701.2438 | -8144.6341 | 0 | 8065756.5544 | 8065.7566 | 245035.6422 | 7991.5088
3 | 9 | 23 | 2.2 | 0 | 0.24 | 0 | 0.34861 | 0 | 0 | 0 | 1.0186 | 0 | 0 | 0 | 0 | 5093.2481 | -5093.2481 | -7276.0686 | 0 | 8058480.4858 | 8058.4805 | 244814.597 | 7984.2997
3 | 10 | 0 | 1.1 | 0 | 0.24 | 0 | 0.36614 | 0 | 0 | 0 | 0.93834 | 0 | 0 | 0 | 0 | 4691.7199 | -4691.7199 | -6702.457 | 0 | 8051778.0288 | 8051.778 | 244610.9781 | 7977.6589
3 | 10 | 1 | 1.1 | 0 | 0.24 | 0 | 0.38462 | 0 | 0 | 0 | 0.73096 | 0 | 0 | 0 | 0 | 3654.819 | -3654.819 | -5221.17 | 0 | 8046556.8588 | 8046.5569 | 244452.3603 | 7972.4858
3 | 10 | 2 | 0.6 | 0 | 0.24 | 0 | 0.34236 | 0 | 0 | 0 | 0.66001 | 0 | 0 | 0 | 0 | 3300.0597 | -3300.0597 | -4714.371 | 0 | 8041842.4878 | 8041.8425 | 244309.1389 | 7967.8148
3 | 10 | 3 | 0 | 0 | 0.24 | 0 | 0.28114 | 0 | 0 | 0 | 0.68967 | 0 | 0 | 0 | 0 | 3448.3514 | -3448.3514 | -4926.2162 | 0 | 8036916.2715 | 8036.9163 | 244159.4817 | 7962.934
3 | 10 | 4 | 0.6 | 0 | 0.24 | 0 | 0.27086 | 0 | 0 | 0 | 0.67073 | 0 | 0 | 0 | 0 | 3353.6729 | -3353.6729 | -4790.9612 | 0 | 8032125.3103 | 8032.1253 | 244013.9335 | 7958.1871
3 | 10 | 5 | 0 | 0 | 0.24 | 0 | 0.29087 | 0 | 0 | 0 | 0.68146 | 0 | 0 | 0 | 0 | 3407.286 | -3407.286 | -4867.5514 | 0 | 8027257.7589 | 8027.2578 | 243866.0585 | 7953.3644
3 | 10 | 6 | 0 | 0 | 0.24 | 0 | 0.31975 | 0 | 0 | 0 | 0.82382 | 0 | 0 | 0 | 0 | 4119.0859 | -4119.0859 | -5884.4085 | 0 | 8021373.3504 | 8021.3734 | 243687.2917 | 7947.5341
3 | 10 | 7 | 2.2 | 18.9111 | 0.24 | 1486.958 | 0.33906 | 0 | 1486.958 | 0 | 0.90549 | 0 | 0 | 0 | 0 | 4527.4583 | -3040.5004 | -4343.572 | 0 | 8017029.7785 | 8017.0298 | 243555.335 | 7943.2305
3 | 10 | 8 | 5.6 | 49.3333 | 0.24 | 3879.0208 | 0.34693 | 0 | 3879.0208 | 0 | 1.8286 | 0 | 0 | 0 | 0 | 9142.751 | -5263.7302 | -7519.6146 | 0 | 8009510.1639 | 8009.5102 | 243326.8911 | 7935.7802
3 | 10 | 9 | 8.9 | 79.7556 | 0.24 | 6271.0836 | 0.33526 | 0 | 6271.0836 | 0 | 3.953 | 0 | 0 | 0 | 0 | 19764.9964 | -13493.9128 | -19277.0183 | 0 | 7990233.1456 | 7990.2331 | 242741.2601 | 7916.6806
3 | 10 | 10 | 10.6 | 182.6438 | 0.24 | 14361.0629 | 0.3074 | 0 | 14361.0629 | 0 | 4.4061 | 0 | 0 | 0 | 0 | 22030.4367 | -7669.3737 | -10956.2482 | 0 | 7979276.8975 | 7979.2769 | 242408.4121 | 7905.8252
3 | 10 | 11 | 11.7 | 259.7043 | 0.24 | 20420.2402 | 0.2904 | 0 | 20420.2402 | 0 | 4.6739 | 0 | 0 | 0 | 0 | 23369.6244 | -2949.3842 | -4213.406 | 0 | 7975063.4915 | 7975.0635 | 242280.4099 | 7901.6506
3 | 10 | 12 | 13.3 | 555.9889 | 0.24 | 43716.7387 | 0.27695 | 0 | 43716.7387 | 0 | 4.0938 | 0 | 0 | 0 | 0 | 20468.8114 | 23247.9273 | 0 | 16273.5491 | 7991337.0406 | 7991.337 | 242774.7962 | 7917.7743
3 | 10 | 13 | 15 | 166.9832 | 0.24 | 13129.6891 | 0.22626 | 0 | 13129.6891 | 0 | 1.7936 | 0 | 0 | 0 | 0 | 8968.2231 | 4161.466 | 0 | 2913.0262 | 7994250.0668 | 7994.2501 | 242863.2932 | 7920.6605
3 | 10 | 14 | 15.6 | 168.7876 | 0.24 | 13271.5634 | 0.21329 | 0 | 13271.5634 | 0 | 1.1779 | 0 | 0 | 0 | 0 | 5889.4602 | 7382.1033 | 0 | 5167.4723 | 7999417.5391 | 7999.4175 | 243020.2797 | 7925.7804
3 | 10 | 15 | 16.1 | 124.1556 | 0.24 | 9762.2023 | 0.22572 | 0 | 9762.2023 | 0 | 2.2937 | 0 | 0 | 0 | 0 | 11468.6486 | -1706.4462 | -2437.7803 | 0 | 7996979.7587 | 7996.9798 | 242946.2205 | 7923.3651
3 | 10 | 16 | 16.7 | 54.2667 | 0.24 | 4266.9229 | 0.25828 | 0 | 4266.9229 | 0 | 4.4376 | 0 | 0 | 0 | 0 | 22187.854 | -17920.9311 | -25601.3301 | 0 | 7971378.4286 | 7971.3784 | 242168.4586 | 7897.9994
3 | 10 | 17 | 15 | 25.4889 | 0.24 | 2004.1607 | 0.26069 | 0 | 2004.1607 | 0 | 4.9411 | 0 | 0 | 0 | 0 | 24705.39 | -22701.2293 | -32430.3275 | 0 | 7938948.1011 | 7938.9481 | 241183.2335 | 7865.8676
3 | 10 | 18 | 12.2 | 1.6444 | 0.24 | 129.3007 | 0.24192 | 0 | 129.3007 | 0 | 4.1611 | 0 | 0 | 0 | 0 | 20805.3194 | -20676.0187 | -29537.1696 | 0 | 7909410.9315 | 7909.4109 | 240285.9017 | 7836.6024
3 | 10 | 19 | 11.7 | 0 | 0.24 | 0 | 0.27285 | 0 | 0 | 0 | 2.6615 | 0 | 0 | 0 | 0 | 13307.4651 | -13307.4651 | -19010.6645 | 0 | 7890400.267 | 7890.4003 | 239708.3625 | 7817.7667
3 | 10 | 20 | 10.6 | 0 | 0.24 | 0 | 0.27449 | 0 | 0 | 0 | 1.2653 | 0 | 0 | 0 | 0 | 6326.3502 | -6326.3502 | -9037.6432 | 0 | 7881362.6239 | 7881.3626 | 239433.8012 | 7808.8123
3 | 10 | 21 | 8.3 | 0 | 0.24 | 0 | 0.28885 | 0 | 0 | 0 | 0.90184 | 0 | 0 | 0 | 0 | 4509.2071 | -4509.2071 | -6441.7244 | 0 | 7874920.8995 | 7874.9209 | 239238.1033 | 7802.4298
3 | 10 | 22 | 8.3 | 0 | 0.24 | 0 | 0.31643 | 0 | 0 | 0 | 1.0143 | 0 | 0 | 0 | 0 | 5071.5747 | -5071.5747 | -7245.1067 | 0 | 7867675.7928 | 7867.6758 | 239017.9988 | 7795.2514
3 | 10 | 23 | 7.2 | 0 | 0.24 | 0 | 0.33353 | 0 | 0 | 0 | 1.0221 | 0 | 0 | 0 | 0 | 5110.3586 | -5110.3586 | -7300.5123 | 0 | 7860375.2805 | 7860.3753 | 238796.2111 | 7788.0181
3 | 11 | 0 | 6.7 | 0 | 0.24 | 0 | 0.33583 | 0 | 0 | 0 | 0.73963 | 0 | 0 | 0 | 0 | 3698.1658 | -3698.1658 | -5283.094 | 0 | 7855092.1865 | 7855.0922 | 238635.712 | 7782.7836
3 | 11 | 1 | 6.1 | 0 | 0.24 | 0 | 0.33671 | 0 | 0 | 0 | 0.68465 | 0 | 0 | 0 | 0 | 3423.2559 | -3423.2559 | -4890.3655 | 0 | 7850201.821 | 7850.2018 | 238487.1439 | 7777.9383
3 | 11 | 2 | 6.1 | 0 | 0.24 | 0 | 0.37548 | 0 | 0 | 0 | 0.71271 | 0 | 0 | 0 | 0 | 3563.5626 | -3563.5626 | -5090.8037 | 0 | 7845111.0173 | 7845.111 | 238332.4866 | 7772.8944
3 | 11 | 3 | 5.6 | 0 | 0.24 | 0 | 0.38115 | 0 | 0 | 0 | 0.73872 | 0 | 0 | 0 | 0 | 3693.603 | -3693.603 | -5276.5757 | 0 | 7839834.4417 | 7839.8344 | 238172.1856 | 7767.6663
3 | 11 | 4 | 5 | 0 | 0.24 | 0 | 0.37484 | 0 | 0 | 0 | 0.69195 | 0 | 0 | 0 | 0 | 3459.7584 | -3459.7584 | -4942.512 | 0 | 7834891.9297 | 7834.8919 | 238022.0333 | 7762.7693
3 | 11 | 5 | 4.4 | 0 | 0.24 | 0 | 0.35409 | 0 | 0 | 0 | 0.71728 | 0 | 0 | 0 | 0 | 3586.3767 | -3586.3767 | -5123.3953 | 0 | 7829768.5344 | 7829.7685 | 237866.3859 | 7757.6931
3 | 11 | 6 | 4.4 | 0.82222 | 0.24 | 64.6503 | 0.35928 | 0 | 64.6503 | 0 | 0.76062 | 0 | 0 | 0 | 0 | 3803.1106 | -3738.4603 | -5340.6576 | 0 | 7824427.8768 | 7824.4279 | 237704.138 | 7752.4016
3 | 11 | 7 | 6.1 | 28.7778 | 0.24 | 2262.7621 | 0.35822 | 0 | 2262.7621 | 0 | 0.81013 | 0 | 0 | 0 | 0 | 4050.6436 | -1787.8815 | -2554.1164 | 0 | 7821873.7604 | 7821.8738 | 237626.5446 | 7749.871
3 | 11 | 8 | 8.9 | 50.1556 | 0.24 | 3943.6711 | 0.37122 | 0 | 3943.6711 | 0 | 1.8165 | 0 | 0 | 0 | 0 | 9082.2936 | -5138.6225 | -7340.8892 | 0 | 7814532.8712 | 7814.5329 | 237403.5303 | 7742.5977
3 | 11 | 9 | 12.2 | 220.7767 | 0.24 | 17359.4039 | 0.37434 | 0 | 17359.4039 | 0 | 4.2174 | 0 | 0 | 0 | 0 | 21087.0736 | -3727.6697 | -5325.2424 | 0 | 7809207.6287 | 7809.2076 | 237241.7507 | 7737.3215
3 | 11 | 10 | 14.4 | 115.9333 | 0.24 | 9115.6989 | 0.36093 | 0 | 9115.6989 | 0 | 4.9306 | 0 | 0 | 0 | 0 | 24652.9176 | -15537.2187 | -22196.0267 | 0 | 7787011.602 | 7787.0116 | 236567.4411 | 7715.3298
3 | 11 | 11 | 15 | 122.5111 | 0.24 | 9632.9017 | 0.36643 | 0 | 9632.9017 | 0 | 4.684 | 0 | 0 | 0 | 0 | 23419.8154 | -13786.9138 | -19695.5911 | 0 | 7767316.011 | 7767.316 | 235969.094 | 7695.8155
3 | 11 | 12 | 16.1 | 123.3333 | 0.24 | 9697.552 | 0.39014 | 0 | 9697.552 | 0 | 4.1373 | 0 | 0 | 0 | 0 | 20686.6861 | -10989.1341 | -15698.763 | 0 | 7751617.2479 | 7751.6172 | 235492.1696 | 7680.2612
3 | 11 | 13 | 16.1 | 114.2889 | 0.24 | 8986.3982 | 0.39611 | 0 | 8986.3982 | 0 | 3.3947 | 0 | 0 | 0 | 0 | 16973.6912 | -7987.293 | -11410.4185 | 0 | 7740206.8294 | 7740.2068 | 235145.5239 | 7668.9558
3 | 11 | 14 | 16.7 | 101.1333 | 0.24 | 7951.9926 | 0.37674 | 0 | 7951.9926 | 0 | 2.8207 | 0 | 0 | 0 | 0 | 14103.6773 | -6151.6846 | -8788.1209 | 0 | 7731418.7085 | 7731.4187 | 234878.543 | 7660.2486
3 | 11 | 15 | 16.7 | 81.4 | 0.24 | 6400.3843 | 0.37333 | 0 | 6400.3843 | 0 | 3.6345 | 0 | 0 | 0 | 0 | 18172.5722 | -11772.1879 | -16817.4112 | 0 | 7714601.2973 | 7714.6013 | 234367.6343 | 7643.586
3 | 11 | 16 | 16.7 | 54.2667 | 0.24 | 4266.9229 | 0.38869 | 0 | 4266.9229 | 0 | 3.8141 | 0 | 0 | 0 | 0 | 19070.307 | -14803.3842 | -21147.6917 | 0 | 7693453.6056 | 7693.4536 | 233725.1728 | 7622.633
3 | 11 | 17 | 15.6 | 23.8444 | 0.24 | 1874.8601 | 0.37253 | 0 | 1874.8601 | 0 | 3.5875 | 0 | 0 | 0 | 0 | 17937.5869 | -16062.7269 | -22946.7527 | 0 | 7670506.853 | 7670.5069 | 233028.0563 | 7599.8975
3 | 11 | 18 | 14.4 | 1.6444 | 0.24 | 129.3007 | 0.33835 | 0 | 129.3007 | 0 | 4.0468 | 0 | 0 | 0 | 0 | 20233.8262 | -20104.5255 | -28720.7507 | 0 | 7641786.1022 | 7641.7861 | 232155.5272 | 7571.4411
3 | 11 | 19 | 13.3 | 0 | 0.24 | 0 | 0.28117 | 0 | 0 | 0 | 5.0143 | 0 | 0 | 0 | 0 | 25071.5563 | -25071.5563 | -35816.509 | 0 | 7605969.5932 | 7605.9696 | 231067.4307 | 7535.9543
3 | 11 | 20 | 12.2 | 0 | 0.24 | 0 | 0.29885 | 0 | 0 | 0 | 5.281 | 0 | 0 | 0 | 0 | 26405.0405 | -26405.0405 | -37721.4865 | 0 | 7568248.1067 | 7568.2481 | 229921.4615 | 7498.58
3 | 11 | 21 | 10.6 | 0 | 0.24 | 0 | 0.31707 | 0 | 0 | 0 | 4.8558 | 0 | 0 | 0 | 0 | 24278.7663 | -24278.7663 | -34683.9519 | 0 | 7533564.1549 | 7533.5642 | 228867.7718 | 7464.2154
3 | 11 | 22 | 10 | 0 | 0.24 | 0 | 0.3014 | 0 | 0 | 0 | 3.0165 | 0 | 0 | 0 | 0 | 15082.4022 | -15082.4022 | -21546.2888 | 0 | 7512017.866 | 7512.0179 | 228213.201 | 7442.8674
3 | 11 | 23 | 9.4 | 0 | 0.24 | 0 | 0.29435 | 0 | 0 | 0 | 1.2603 | 0 | 0 | 0 | 0 | 6301.2547 | -6301.2547 | -9001.7924 | 0 | 7503016.0736 | 7503.0161 | 227939.7288 | 7433.9485
3 | 12 | 0 | 10 | 0 | 0.24 | 0 | 0.28517 | 0 | 0 | 0 | 0.76313 | 0 | 0 | 0 | 0 | 3815.6584 | -3815.6584 | -5450.9406 | 0 | 7497565.133 | 7497.5651 | 227774.1306 | 7428.5477
3 | 12 | 1 | 10 | 0 | 0.24 | 0 | 0.28481 | 0 | 0 | 0 | 0.73781 | 0 | 0 | 0 | 0 | 3689.0401 | -3689.0401 | -5270.0573 | 0 | 7492295.0757 | 7492.2951 | 227614.0276 | 7423.3262
3 | 12 | 2 | 9.4 | 0 | 0.24 | 0 | 0.27627 | 0 | 0 | 0 | 0.76701 | 0 | 0 | 0 | 0 | 3835.0504 | -3835.0504 | -5478.6434 | 0 | 7486816.4323 | 7486.8164 | 227447.5878 | 7417.898
3 | 12 | 3 | 9.4 | 0 | 0.24 | 0 | 0.2611 | 0 | 0 | 0 | 0.71591 | 0 | 0 | 0 | 0 | 3579.5325 | -3579.5325 | -5113.6178 | 0 | 7481702.8145 | 7481.7028 | 227292.2374 | 7412.8314
3 | 12 | 4 | 9.4 | 0 | 0.24 | 0 | 0.25017 | 0 | 0 | 0 | 0.73621 | 0 | 0 | 0 | 0 | 3681.0552 | -3681.0552 | -5258.6503 | 0 | 7476444.1642 | 7476.4442 | 227132.4809 | 7407.6212
3 | 12 | 5 | 10 | 0 | 0.24 | 0 | 0.24338 | 0 | 0 | 0 | 0.72868 | 0 | 0 | 0 | 0 | 3643.4119 | -3643.4119 | -5204.8742 | 0 | 7471239.29 | 7471.2393 | 226974.3582 | 7402.4642
3 | 12 | 6 | 10 | 2.2968 | 0.24 | 180.5979 | 0.26505 | 0 | 180.5979 | 0 | 0.78754 | 0 | 0 | 0 | 0 | 3937.7138 | -3757.116 | -5367.3085 | 0 | 7465871.9815 | 7465.872 | 226811.3007 | 7397.1463
3 | 12 | 7 | 10.6 | 78.4059 | 0.24 | 6164.9606 | 0.26996 | 0 | 6164.9606 | 0 | 1.1325 | 0 | 0 | 0 | 0 | 5662.4599 | 502.5008 | 0 | 351.7505 | 7466223.732 | 7466.2237 | 226821.9868 | 7397.4948
3 | 12 | 8 | 12.2 | 72.3556 | 0.24 | 5689.2305 | 0.26508 | 0 | 5689.2305 | 0 | 1.7914 | 0 | 0 | 0 | 0 | 8956.8161 | -3267.5856 | -4667.9794 | 0 | 7461555.7527 | 7461.5558 | 226680.1748 | 7392.8698
3 | 12 | 9 | 12.2 | 95.3778 | 0.24 | 7499.4402 | 0.30606 | 0 | 7499.4402 | 0 | 1.0912 | 0 | 0 | 0 | 0 | 5455.9923 | 2043.448 | 0 | 1430.4136 | 7462986.1662 | 7462.9862 | 226723.6304 | 7394.2871
3 | 12 | 10 | 12.8 | 133.2 | 0.24 | 10473.3562 | 0.30216 | 0 | 10473.3562 | 0 | 1.0882 | 0 | 0 | 0 | 0 | 5441.1631 | 5032.1931 | 0 | 3522.5351 | 7466508.7014 | 7466.5087 | 226830.6441 | 7397.7772
3 | 12 | 11 | 13.3 | 146.4878 | 0.24 | 11518.1577 | 0.31334 | 0 | 11518.1577 | 0 | 2.5435 | 0 | 0 | 0 | 0 | 12717.7206 | -1199.5629 | -1713.6612 | 0 | 7464795.0401 | 7464.795 | 226778.5835 | 7396.0793
3 | 12 | 12 | 13.3 | 124.1556 | 0.24 | 9762.2023 | 0.33512 | 0 | 9762.2023 | 0 | 4.749 | 0 | 0 | 0 | 0 | 23744.9163 | -13982.714 | -19975.3057 | 0 | 7444819.7344 | 7444.8197 | 226171.7388 | 7376.2879
3 | 12 | 13 | 12.2 | 115.1111 | 0.24 | 9051.0485 | 0.35918 | 0 | 9051.0485 | 0 | 5.1229 | 0 | 0 | 0 | 0 | 25614.5319 | -16563.4834 | -23662.1191 | 0 | 7421157.6153 | 7421.1576 | 225452.8896 | 7352.8436
3 | 12 | 14 | 12.2 | 134.9028 | 0.24 | 10607.2426 | 0.3676 | 0 | 10607.2426 | 0 | 3.8364 | 0 | 0 | 0 | 0 | 19182.0961 | -8574.8535 | -12249.7907 | 0 | 7408907.8246 | 7408.9078 | 225080.744 | 7340.7065
3 | 12 | 15 | 11.7 | 101.1333 | 0.24 | 7951.9926 | 0.37756 | 0 | 7951.9926 | 0 | 1.6422 | 0 | 0 | 0 | 0 | 8210.795 | -258.8023 | -369.7176 | 0 | 7408538.107 | 7408.5381 | 225069.5121 | 7340.3402
3 | 12 | 16 | 11.7 | 79.7556 | 0.24 | 6271.0836 | 0.38648 | 0 | 6271.0836 | 0 | 1.0287 | 0 | 0 | 0 | 0 | 5143.4391 | 1127.6446 | 0 | 789.3512 | 7409327.4581 | 7409.3275 | 225093.4924 | 7341.1223
3 | 12 | 17 | 11.7 | 37.8222 | 0.24 | 2973.9159 | 0.3783 | 0 | 2973.9159 | 0 | 0.93766 | 0 | 0 | 0 | 0 | 4688.2978 | -1714.3818 | -2449.1169 | 0 | 7406878.3413 | 7406.8783 | 225019.0888 | 7338.6957
3 | 12 | 18 | 11.1 | 0.82222 | 0.24 | 64.6503 | 0.39355 | 0 | 64.6503 | 0 | 1.0271 | 0 | 0 | 0 | 0 | 5135.4541 | -5070.8038 | -7244.0054 | 0 | 7399634.3359 | 7399.6343 | 224799.0178 | 7331.5184
3 | 12 | 19 | 11.1 | 0 | 0.24 | 0 | 0.42241 | 0 | 0 | 0 | 1.2949 | 0 | 0 | 0 | 0 | 6474.6419 | -6474.6419 | -9249.4884 | 0 | 7390384.8475 | 7390.3848 | 224518.0207 | 7322.3541
3 | 12 | 20 | 11.1 | 0 | 0.24 | 0 | 0.44088 | 0 | 0 | 0 | 1.0358 | 0 | 0 | 0 | 0 | 5178.8009 | -5178.8009 | -7398.287 | 0 | 7382986.5604 | 7382.9866 | 224293.2626 | 7315.0239
3 | 12 | 21 | 11.1 | 0 | 0.24 | 0 | 0.45462 | 0 | 0 | 0 | 0.89158 | 0 | 0 | 0 | 0 | 4457.8753 | -4457.8753 | -6368.3933 | 0 | 7376618.1671 | 7376.6182 | 224099.7924 | 7308.7141
3 | 12 | 22 | 11.1 | 0 | 0.24 | 0 | 0.45536 | 0 | 0 | 0 | 0.9518 | 0 | 0 | 0 | 0 | 4759.0215 | -4759.0215 | -6798.6021 | 0 | 7369819.565 | 7369.8196 | 223893.2526 | 7301.9781
3 | 12 | 23 | 11.1 | 0 | 0.24 | 0 | 0.45194 | 0 | 0 | 0 | 0.85302 | 0 | 0 | 0 | 0 | 4265.0962 | -4265.0962 | -6092.9946 | 0 | 7363726.5704 | 7363.7266 | 223708.149 | 7295.9412
3 | 13 | 0 | 11.1 | 0 | 0.24 | 0 | 0.46103 | 0 | 0 | 0 | 0.74306 | 0 | 0 | 0 | 0 | 3715.2764 | -3715.2764 | -5307.5376 | 0 | 7358419.0328 | 7358.419 | 223546.9073 | 7290.6825
3 | 13 | 1 | 11.1 | 0 | 0.24 | 0 | 0.45626 | 0 | 0 | 0 | 0.7264 | 0 | 0 | 0 | 0 | 3632.0049 | -3632.0049 | -5188.5784 | 0 | 7353230.4544 | 7353.2305 | 223389.2796 | 7285.5417
3 | 13 | 2 | 11.1 | 0 | 0.24 | 0 | 0.45457 | 0 | 0 | 0 | 0.75287 | 0 | 0 | 0 | 0 | 3764.3267 | -3764.3267 | -5377.6095 | 0 | 7347852.8448 | 7347.8528 | 223225.9092 | 7280.2136
3 | 13 | 3 | 11.1 | 0 | 0.24 | 0 | 0.43256 | 0 | 0 | 0 | 0.72503 | 0 | 0 | 0 | 0 | 3625.1607 | -3625.1607 | -5178.8009 | 0 | 7342674.0439 | 7342.674 | 223068.5785 | 7275.0825
3 | 13 | 4 | 11.1 | 0 | 0.24 | 0 | 0.39632 | 0 | 0 | 0 | 0.728 | 0 | 0 | 0 | 0 | 3639.9898 | -3639.9898 | -5199.9855 | 0 | 7337474.0584 | 7337.4741 | 222910.6043 | 7269.9303
3 | 13 | 5 | 11.1 | 0 | 0.24 | 0 | 0.37769 | 0 | 0 | 0 | 0.77796 | 0 | 0 | 0 | 0 | 3889.8042 | -3889.8042 | -5556.8632 | 0 | 7331917.1953 | 7331.9172 | 222741.7882 | 7264.4246
3 | 13 | 6 | 11.1 | 0.82222 | 0.24 | 64.6503 | 0.37254 | 0 | 64.6503 | 0 | 0.83956 | 0 | 0 | 0 | 0 | 4197.7946 | -4133.1442 | -5904.4918 | 0 | 7326012.7035 | 7326.0127 | 222562.4112 | 7258.5745
3 | 13 | 7 | 11.7 | 16.4444 | 0.24 | 1293.0069 | 0.35172 | 0 | 1293.0069 | 0 | 0.79598 | 0 | 0 | 0 | 0 | 3979.9199 | -2686.913 | -3838.4471 | 0 | 7322174.2564 | 7322.1743 | 222445.8002 | 7254.7714
3 | 13 | 8 | 12.2 | 51.8 | 0.24 | 4072.9718 | 0.33193 | 0 | 4072.9718 | 0 | 0.81515 | 0 | 0 | 0 | 0 | 4075.7391 | -2.7673 | -3.9533 | 0 | 7322170.3031 | 7322.1703 | 222445.6801 | 7254.7675
3 | 13 | 9 | 13.9 | 82.2222 | 0.24 | 6465.0347 | 0.30264 | 0 | 6465.0347 | 0 | 0.87401 | 0 | 0 | 0 | 0 | 4370.0411 | 2094.9936 | 0 | 1466.4955 | 7323636.7986 | 7323.6368 | 222490.2319 | 7256.2205
3 | 13 | 10 | 13.9 | 110.1778 | 0.24 | 8663.1465 | 0.28271 | 0 | 8663.1465 | 0 | 1.0451 | 0 | 0 | 0 | 0 | 5225.5698 | 3437.5766 | 0 | 2406.3036 | 7326043.1022 | 7326.0431 | 222563.3348 | 7258.6046
3 | 13 | 11 | 15.6 | 124.1556 | 0.24 | 9762.2023 | 0.29584 | 0 | 9762.2023 | 0 | 1.1957 | 0 | 0 | 0 | 0 | 5978.4352 | 3783.7672 | 0 | 2648.637 | 7328691.7392 | 7328.6917 | 222643.7997 | 7261.2289
3 | 13 | 12 | 17.2 | 124.1556 | 0.24 | 9762.2023 | 0.29437 | 0 | 9762.2023 | 0 | 1.2032 | 0 | 0 | 0 | 0 | 6016.0784 | 3746.1239 | 0 | 2622.2867 | 7331314.026 | 7331.314 | 222723.4641 | 7263.827
3 | 13 | 13 | 18.9 | 115.9333 | 0.24 | 9115.6989 | 0.29232 | 0 | 9115.6989 | 0 | 1.3134 | 0 | 0 | 0 | 0 | 6567.039 | 2548.6599 | 0 | 1784.0619 | 7333098.0879 | 7333.0981 | 222777.6634 | 7265.5947
3 | 13 | 14 | 18.9 | 102.7778 | 0.24 | 8081.2933 | 0.28278 | 0 | 8081.2933 | 0 | 2.4632 | 0 | 0 | 0 | 0 | 12316.1924 | -4234.8991 | -6049.8559 | 0 | 7327048.232 | 7327.0482 | 222593.8703 | 7259.6005
3 | 13 | 15 | 18.9 | 86.3333 | 0.24 | 6788.2864 | 0.29152 | 0 | 6788.2864 | 0 | 4.094 | 0 | 0 | 0 | 0 | 20469.9521 | -13681.6657 | -19545.2368 | 0 | 7307502.9953 | 7307.503 | 222000.091 | 7240.2352
3 | 13 | 16 | 19.4 | 55.0889 | 0.24 | 4331.5732 | 0.31289 | 0 | 4331.5732 | 0 | 4.8471 | 0 | 0 | 0 | 0 | 24235.4195 | -19903.8463 | -28434.0661 | 0 | 7279068.9291 | 7279.0689 | 221136.2713 | 7212.0629
3 | 13 | 17 | 18.3 | 27.1333 | 0.24 | 2133.4614 | 0.34511 | 0 | 2133.4614 | 0 | 4.0146 | 0 | 0 | 0 | 0 | 20072.9868 | -17939.5253 | -25627.8934 | 0 | 7253441.0358 | 7253.441 | 220357.7024 | 7186.6709
3 | 13 | 18 | 15 | 0.82222 | 0.24 | 64.6503 | 0.38838 | 0 | 64.6503 | 0 | 2.1381 | 0 | 0 | 0 | 0 | 10690.6877 | -10626.0374 | -15180.0534 | 0 | 7238260.9824 | 7238.261 | 219896.5362 | 7171.6306
3 | 13 | 19 | 14.4 | 0 | 0.24 | 0 | 0.4221 | 0 | 0 | 0 | 1.0923 | 0 | 0 | 0 | 0 | 5461.6958 | -5461.6958 | -7802.4226 | 0 | 7230458.5598 | 7230.4586 | 219659.5006 | 7163.9
3 | 13 | 20 | 13.3 | 0 | 0.24 | 0 | 0.47971 | 0 | 0 | 0 | 0.86397 | 0 | 0 | 0 | 0 | 4319.85 | -4319.85 | -6171.2143 | 0 | 7224287.3455 | 7224.2873 | 219472.0206 | 7157.7856
3 | 13 | 21 | 13.3 | 0 | 0.24 | 0 | 0.51455 | 0 | 0 | 0 | 0.85667 | 0 | 0 | 0 | 0 | 4283.3475 | -4283.3475 | -6119.0678 | 0 | 7218168.2777 | 7218.1683 | 219286.1249 | 7151.7228
3 | 13 | 22 | 12.8 | 0 | 0.24 | 0 | 0.52229 | 0 | 0 | 0 | 0.91439 | 0 | 0 | 0 | 0 | 4571.9458 | -4571.9458 | -6531.3512 | 0 | 7211636.9265 | 7211.6369 | 219087.7041 | 7145.2516
3 | 13 | 23 | 11.1 | 0 | 0.24 | 0 | 0.52829 | 0 | 0 | 0 | 0.79142 | 0 | 0 | 0 | 0 | 3957.1058 | -3957.1058 | -5653.0083 | 0 | 7205983.9181 | 7205.9839 | 218915.9671 | 7139.6506
3 | 14 | 0 | 10.6 | 0 | 0.24 | 0 | 0.51833 | 0 | 0 | 0 | 0.74853 | 0 | 0 | 0 | 0 | 3742.6533 | -3742.6533 | -5346.6475 | 0 | 7200637.2706 | 7200.6373 | 218753.5373 | 7134.3532
3 | 14 | 1 | 8.3 | 0 | 0.24 | 0 | 0.49413 | 0 | 0 | 0 | 0.60708 | 0 | 0 | 0 | 0 | 3035.4161 | -3035.4161 | -4336.3088 | 0 | 7196300.9618 | 7196.301 | 218621.8014 | 7130.0568
3 | 14 | 2 | 7.2 | 0 | 0.24 | 0 | 0.47403 | 0 | 0 | 0 | 0.40769 | 0 | 0 | 0 | 0 | 2038.4399 | -2038.4399 | -2912.057 | 0 | 7193388.9048 | 7193.3889 | 218533.3338 | 7127.1715
3 | 14 | 3 | 5.6 | 0 | 0.24 | 0 | 0.44816 | 0 | 0 | 0 | 0.62898 | 0 | 0 | 0 | 0 | 3144.9238 | -3144.9238 | -4492.7483 | 0 | 7188896.1565 | 7188.8962 | 218396.8453 | 7122.7202
3 | 14 | 4 | 5.6 | 0 | 0.24 | 0 | 0.43353 | 0 | 0 | 0 | 0.68785 | 0 | 0 | 0 | 0 | 3439.2257 | -3439.2257 | -4913.1796 | 0 | 7183982.9769 | 7183.983 | 218247.5841 | 7117.8522
3 | 14 | 5 | 5.6 | 0 | 0.24 | 0 | 0.41946 | 0 | 0 | 0 | 0.72138 | 0 | 0 | 0 | 0 | 3606.9094 | -3606.9094 | -5152.7277 | 0 | 7178830.2492 | 7178.8302 | 218091.0455 | 7112.7469
3 | 14 | 6 | 5.6 | 0.82222 | 0.24 | 64.6503 | 0.42879 | 0 | 64.6503 | 0 | 0.75515 | 0 | 0 | 0 | 0 | 3775.7337 | -3711.0834 | -5301.5477 | 0 | 7173528.7015 | 7173.5287 | 217929.9859 | 7107.4942
3 | 14 | 7 | 8.3 | 17.2667 | 0.24 | 1357.6573 | 0.417 | 0 | 1357.6573 | 0 | 0.79393 | 0 | 0 | 0 | 0 | 3969.6536 | -2611.9963 | -3731.4233 | 0 | 7169797.2782 | 7169.7973 | 217816.6262 | 7103.7971
3 | 14 | 8 | 12.2 | 138.6794 | 0.24 | 10904.1962 | 0.38533 | 0 | 10904.1962 | 0 | 0.89956 | 0 | 0 | 0 | 0 | 4497.8 | 6406.3962 | 0 | 4484.4773 | 7174281.7556 | 7174.2818 | 217952.8635 | 7108.2403
3 | 14 | 9 | 16.1 | 90.4444 | 0.24 | 7111.5381 | 0.38839 | 0 | 7111.5381 | 0 | 1.1179 | 0 | 0 | 0 | 0 | 5589.4548 | 1522.0834 | 0 | 1065.4584 | 7175347.2139 | 7175.3472 | 217985.2318 | 7109.2959
3 | 14 | 10 | 18.9 | 111 | 0.24 | 8727.7968 | 0.41934 | 0 | 8727.7968 | 0 | 1.2591 | 0 | 0 | 0 | 0 | 6295.5512 | 2432.2456 | 0 | 1702.5719 | 7177049.7859 | 7177.0498 | 218036.9555 | 7110.9828
3 | 14 | 11 | 20.6 | 185.2675 | 0.24 | 14567.3626 | 0.43671 | 0 | 14567.3626 | 0 | 1.2023 | 0 | 0 | 0 | 0 | 6011.5156 | 8555.847 | 0 | 5989.0929 | 7183038.8787 | 7183.0389 | 218218.9026 | 7116.9168
3 | 14 | 12 | 21.7 | 172.5467 | 0.24 | 13567.1414 | 0.42746 | 0 | 13567.1414 | 0 | 1.4028 | 0 | 0 | 0 | 0 | 7014.1954 | 6552.946 | 0 | 4587.0622 | 7187625.9409 | 7187.6259 | 218358.2564 | 7121.4616
3 | 14 | 13 | 22.8 | 286.9643 | 0.24 | 22563.6619 | 0.42634 | 0 | 22563.6619 | 0 | 1.4523 | 0 | 0 | 0 | 0 | 7261.7284 | 15301.9335 | 0 | 10711.3535 | 7198337.2944 | 7198.3373 | 218683.6646 | 7132.0744
3 | 14 | 14 | 23.9 | 220.9369 | 0.24 | 17372.0023 | 0.42575 | 0 | 17372.0023 | 0 | 1.6501 | 0 | 0 | 0 | 0 | 8250.7196 | 9121.2826 | 0 | 6384.8978 | 7204722.1923 | 7204.7222 | 218877.6362 | 7138.4005
3 | 14 | 15 | 24.4 | 129.9111 | 0.24 | 10214.7548 | 0.42045 | 0 | 10214.7548 | 0.32 | 2.2911 | 0 | 0 | 0 | 0 | 13055.4485 | -2840.6937 | -4058.1339 | 0 | 7200664.0584 | 7200.6641 | 218754.3511 | 7134.3797
3 | 14 | 16 | 24.4 | 100.3111 | 0.24 | 7887.3423 | 0.42996 | 0 | 7887.3423 | 0.32 | 4.0012 | 0 | 0 | 0 | 0 | 21606.1736 | -13718.8313 | -19598.3304 | 0 | 7181065.728 | 7181.0657 | 218158.9588 | 7114.9618
3 | 14 | 17 | 22.8 | 59.2 | 0.24 | 4654.825 | 0.44875 | 0 | 4654.825 | 0 | 5.2484 | 0 | 0 | 0 | 0 | 26241.9197 | -21587.0947 | -30838.7068 | 0 | 7150227.0212 | 7150.227 | 217222.0867 | 7084.407
3 | 14 | 18 | 20 | 1.6444 | 0.24 | 129.3007 | 0.47257 | 0 | 129.3007 | 0 | 4.5601 | 0 | 0 | 0 | 0 | 22800.4126 | -22671.1119 | -32387.3027 | 0 | 7117839.7186 | 7117.8397 | 216238.1687 | 7052.3178
3 | 14 | 19 | 18.9 | 0 | 0.24 | 0 | 0.48996 | 0 | 0 | 0 | 2.4532 | 0 | 0 | 0 | 0 | 12266.0014 | -12266.0014 | -17522.8592 | 0 | 7100316.8594 | 7100.3169 | 215705.8286 | 7034.9563
3 | 14 | 20 | 17.2 | 0 | 0.24 | 0 | 0.57611 | 0 | 0 | 0 | 1.3399 | 0 | 0 | 0 | 0 | 6699.3608 | -6699.3608 | -9570.5154 | 0 | 7090746.344 | 7090.7463 | 215415.0788 | 7025.4738
3 | 14 | 21 | 17.8 | 0 | 0.24 | 0 | 0.64106 | 0 | 0 | 0 | 1.1215 | 0 | 0 | 0 | 0 | 5607.706 | -5607.706 | -8011.0086 | 0 | 7082735.3354 | 7082.7353 | 215171.7064 | 7017.5366
3 | 14 | 22 | 15.6 | 0 | 0.24 | 0 | 0.65545 | 0 | 0 | 0 | 1.1672 | 0 | 0 | 0 | 0 | 5835.847 | -5835.847 | -8336.9243 | 0 | 7074398.411 | 7074.3984 | 214918.4327 | 7009.2764
3 | 14 | 23 | 15.6 | 0 | 0.24 | 0 | 0.63564 | 0 | 0 | 0 | 1.1797 | 0 | 0 | 0 | 0 | 5898.5858 | -5898.5858 | -8426.5512 | 0 | 7065971.8599 | 7065.9719 | 214662.4362 | 7000.9274
3 | 15 | 0 | 15.6 | 0 | 0.24 | 0 | 0.63528 | 0 | 0 | 0 | 1.099 | 0 | 0 | 0 | 0 | 5494.7762 | -5494.7762 | -7849.6803 | 0 | 7058122.1795 | 7058.1222 | 214423.9649 | 6993.15
3 | 15 | 1 | 15.6 | 0 | 0.24 | 0 | 0.63053 | 0 | 0 | 0 | 1.0399 | 0 | 0 | 0 | 0 | 5199.3336 | -5199.3336 | -7427.6195 | 0 | 7050694.5601 | 7050.6946 | 214198.3157 | 6985.7907
3 | 15 | 2 | 12.8 | 0 | 0.24 | 0 | 0.62008 | 0 | 0 | 0 | 1.031 | 0 | 0 | 0 | 0 | 5154.8461 | -5154.8461 | -7364.0659 | 0 | 7043330.4942 | 7043.3305 | 213974.5973 | 6978.4945
3 | 15 | 3 | 12.8 | 0 | 0.24 | 0 | 0.60854 | 0 | 0 | 0 | 0.99538 | 0 | 0 | 0 | 0 | 4976.8961 | -4976.8961 | -7109.8516 | 0 | 7036220.6426 | 7036.2206 | 213758.6018 | 6971.4501
3 | 15 | 4 | 12.8 | 0 | 0.24 | 0 | 0.59891 | 0 | 0 | 0 | 0.95796 | 0 | 0 | 0 | 0 | 4789.8205 | -4789.8205 | -6842.6007 | 0 | 7029378.0418 | 7029.378 | 213550.7253 | 6964.6704
3 | 15 | 5 | 13.3 | 0 | 0.24 | 0 | 0.57917 | 0 | 0 | 0 | 0.96755 | 0 | 0 | 0 | 0 | 4837.7301 | -4837.7301 | -6911.043 | 0 | 7022466.9988 | 7022.467 | 213340.7696 | 6957.823
3 | 15 | 6 | 13.9 | 1.6444 | 0.24 | 129.3007 | 0.56114 | 0 | 129.3007 | 0 | 0.98739 | 0 | 0 | 0 | 0 | 4936.9715 | -4807.6708 | -6868.1011 | 0 | 7015598.8977 | 7015.5989 | 213132.1184 | 6951.0181
3 | 15 | 7 | 12.8 | 54.497 | 0.24 | 4285.0336 | 0.5432 | 0 | 4285.0336 | 0 | 1.0344 | 0 | 0 | 0 | 0 | 5171.9567 | -886.9231 | -1267.0329 | 0 | 7014331.8647 | 7014.3319 | 213093.6263 | 6949.7628
3 | 15 | 8 | 17.2 | 142.3414 | 0.24 | 11192.1334 | 0.52155 | 0 | 11192.1334 | 0 | 1.0396 | 0 | 0 | 0 | 0 | 5198.1929 | 5993.9404 | 0 | 4195.7583 | 7018527.6231 | 7018.5276 | 213221.0923 | 6953.9199
3 | 15 | 9 | 20 | 134.0222 | 0.24 | 10538.0065 | 0.57562 | 0 | 10538.0065 | 0 | 1.0191 | 0 | 0 | 0 | 0 | 5095.5295 | 5442.477 | 0 | 3809.7339 | 7022337.357 | 7022.3374 | 213336.8311 | 6957.6946
3 | 15 | 10 | 22.8 | 134.0222 | 0.24 | 10538.0065 | 0.60856 | 0 | 10538.0065 | 0 | 0.82199 | 0 | 0 | 0 | 0 | 4109.9603 | 6428.0462 | 0 | 4499.6323 | 7026836.9893 | 7026.837 | 213473.5288 | 6962.1528
3 | 15 | 11 | 23.9 | 198.5425 | 0.24 | 15611.1603 | 0.55442 | 0 | 15611.1603 | 0 | 0.79781 | 0 | 0 | 0 | 0 | 3989.0456 | 11622.1148 | 0 | 8135.4803 | 7034972.4697 | 7034.9725 | 213720.6826 | 6970.2134
3 | 15 | 12 | 25 | 763.9803 | 0.24 | 60070.8547 | 0.52678 | 0 | 60070.8547 | 0.8 | 0.32603 | 0 | 0 | 0 | 0 | 5630.1477 | 54440.707 | 0 | 38108.4949 | 7073080.9645 | 7073.081 | 214878.409 | 7007.9711
3 | 15 | 13 | 26.1 | 864.5125 | 0.2378 | 67352.4678 | 0.50935 | 0 | 67352.4678 | 1.68 | 0 | 0 | 0 | 0 | 0 | 8400 | 58952.4678 | 0 | 41266.7274 | 7114347.692 | 7114.3477 | 216132.0818 | 7048.8579
3 | 15 | 14 | 26.7 | 836.4378 | 0.2366 | 64836.3876 | 0.48265 | 0 | 64836.3876 | 2.16 | 0 | 0 | 0 | 0 | 0 | 10800 | 54036.3876 | 0 | 37825.4713 | 7152173.1633 | 7152.1732 | 217281.21 | 7086.3352
3 | 15 | 15 | 27.2 | 694.2898 | 0.2356 | 53590.3374 | 0.46715 | 0 | 53590.3374 | 2.56 | 0 | 0 | 0 | 0 | 0 | 12800 | 40790.3374 | 0 | 28553.2361 | 7180726.3995 | 7180.7264 | 218148.6501 | 7114.6256
3 | 15 | 16 | 25.6 | 461.0907 | 0.2388 | 36073.732 | 0.4619 | 0 | 36073.732 | 1.28 | 2.8264 | 0 | 0 | 0 | 0 | 20531.8669 | 15541.865 | 0 | 10879.3055 | 7191605.705 | 7191.6057 | 218479.1607 | 7125.4048
3 | 15 | 17 | 23.9 | 190.4307 | 0.24 | 14973.3406 | 0.45465 | 0 | 14973.3406 | 0 | 4.7047 | 0 | 0 | 0 | 0 | 23523.6196 | -8550.2789 | -12214.6842 | 0 | 7179391.0208 | 7179.391 | 218108.0816 | 7113.3025
3 | 15 | 18 | 21.7 | 5.3422 | 0.24 | 420.0508 | 0.44579 | 0 | 420.0508 | 0 | 3.7805 | 0 | 0 | 0 | 0 | 18902.6234 | -18482.5726 | -26403.6751 | 0 | 7152987.3457 | 7152.9873 | 217305.9447 | 7087.1419
3 | 15 | 19 | 20 | 0 | 0.24 | 0 | 0.42253 | 0 | 0 | 0 | 2.0806 | 0 | 0 | 0 | 0 | 10403.2301 | -10403.2301 | -14861.7572 | 0 | 7138125.5884 | 7138.1256 | 216854.4483 | 7072.4169
3 | 15 | 20 | 18.3 | 0 | 0.24 | 0 | 0.43509 | 0 | 0 | 0 | 1.1738 | 0 | 0 | 0 | 0 | 5868.9275 | -5868.9275 | -8384.1821 | 0 | 7129741.4063 | 7129.7414 | 216599.7389 | 7064.1099
3 | 15 | 21 | 16.7 | 0 | 0.24 | 0 | 0.45452 | 0 | 0 | 0 | 0.92694 | 0 | 0 | 0 | 0 | 4634.6846 | -4634.6846 | -6620.978 | 0 | 7123120.4283 | 7123.1204 | 216398.5953 | 7057.5499
3 | 15 | 22 | 15 | 0 | 0.24 | 0 | 0.47052 | 0 | 0 | 0 | 0.88633 | 0 | 0 | 0 | 0 | 4431.6391 | -4431.6391 | -6330.913 | 0 | 7116789.5153 | 7116.7895 | 216206.2638 | 7051.2773
3 | 15 | 23 | 14.4 | 0 | 0.24 | 0 | 0.46237 | 0 | 0 | 0 | 0.82998 | 0 | 0 | 0 | 0 | 4149.885 | -4149.885 | -5928.4071 | 0 | 7110861.1081 | 7110.8611 | 216026.1602 | 7045.4034
3 | 16 | 0 | 12.8 | 0 | 0.24 | 0 | 0.44851 | 0 | 0 | 0 | 0.66115 | 0 | 0 | 0 | 0 | 3305.7632 | -3305.7632 | -4722.5189 | 0 | 7106138.5892 | 7106.1386 | 215882.6913 | 7040.7244
3 | 16 | 1 | 12.8 | 0 | 0.24 | 0 | 0.44209 | 0 | 0 | 0 | 0.63355 | 0 | 0 | 0 | 0 | 3167.7379 | -3167.7379 | -4525.3399 | 0 | 7101613.2493 | 7101.6132 | 215745.2126 | 7036.2407
3 | 16 | 2 | 11.7 | 0 | 0.24 | 0 | 0.42393 | 0 | 0 | 0 | 0.67188 | 0 | 0 | 0 | 0 | 3359.3764 | -3359.3764 | -4799.1091 | 0 | 7096814.1402 | 7096.8141 | 215599.4169 | 7031.4858
3 | 16 | 3 | 10.6 | 0 | 0.24 | 0 | 0.39689 | 0 | 0 | 0 | 0.67758 | 0 | 0 | 0 | 0 | 3387.894 | -3387.894 | -4839.8486 | 0 | 7091974.2917 | 7091.9743 | 215452.3835 | 7026.6905
3 | 16 | 4 | 10 | 0 | 0.24 | 0 | 0.32421 | 0 | 0 | 0 | 0.68967 | 0 | 0 | 0 | 0 | 3448.3514 | -3448.3514 | -4926.2162 | 0 | 7087048.0754 | 7087.0481 | 215302.7263 | 7021.8096
3 | 16 | 5 | 8.9 | 0 | 0.24 | 0 | 0.30147 | 0 | 0 | 0 | 0.68648 | 0 | 0 | 0 | 0 | 3432.3815 | -3432.3815 | -4903.4021 | 0 | 7082144.6733 | 7082.1447 | 215153.7622 | 7016.9513
3 | 16 | 6 | 8.9 | 2.7606 | 0.24 | 217.0643 | 0.28774 | 0 | 217.0643 | 0 | 0.69994 | 0 | 0 | 0 | 0 | 3499.6831 | -3282.6188 | -4689.4554 | 0 | 7077455.2178 | 7077.4552 | 215011.2978 | 7012.3051
3 | 16 | 7 | 11.7 | 65.5675 | 0.24 | 5155.4977 | 0.31764 | 0 | 5155.4977 | 0 | 0.83842 | 0 | 0 | 0 | 0 | 4192.0911 | 963.4066 | 0 | 674.3846 | 7078129.6025 | 7078.1296 | 215031.7854 | 7012.9732
3 | 16 | 8 | 14.4 | 164.6198 | 0.24 | 12943.8599 | 0.2865 | 0 | 12943.8599 | 0 | 0.79439 | 0 | 0 | 0 | 0 | 3971.935 | 8971.9249 | 0 | 6280.3474 | 7084409.9499 | 7084.4099 | 215222.5808 | 7019.1958
3 | 16 | 9 | 17.8 | 462.0483 | 0.24 | 36330.3069 | 0.25363 | 0 | 36330.3069 | 0 | 0.80785 | 0 | 0 | 0 | 0 | 4039.2366 | 32291.0703 | 0 | 22603.7492 | 7107013.6991 | 7107.0137 | 215909.2769 | 7041.5914
3 | 16 | 10 | 18.9 | 819.183 | 0.24 | 64411.3755 | 0.28189 | 0 | 64411.3755 | 0 | 0.75104 | 0 | 0 | 0 | 0 | 3755.201 | 60656.1745 | 0 | 42459.3222 | 7149473.0213 | 7149.473 | 217199.1804 | 7083.6599
3 | 16 | 11 | 20.6 | 884.5524 | 0.24 | 69551.2918 | 0.26765 | 0 | 69551.2918 | 0 | 0.82199 | 0 | 0 | 0 | 0 | 4109.9603 | 65441.3315 | 0 | 45808.9321 | 7195281.9533 | 7195.282 | 218590.8442 | 7129.0472
3 | 16 | 12 | 22.2 | 1015.1295 | 0.24 | 79818.4159 | 0.2655 | 0 | 79818.4159 | 0 | 1.0707 | 0 | 0 | 0 | 0 | 5353.3288 | 74465.0871 | 0 | 52125.561 | 7247407.5143 | 7247.4075 | 220174.4055 | 7180.6929
3 | 16 | 13 | 22.2 | 942.0015 | 0.24 | 74068.4458 | 0.25288 | 0 | 74068.4458 | 0 | 1.104 | 0 | 0 | 0 | 0 | 5519.8717 | 68548.574 | 0 | 47984.0018 | 7295391.5161 | 7295.3915 | 221632.1473 | 7228.2352
3 | 16 | 14 | 23.3 | 879.6674 | 0.24 | 69167.1886 | 0.24161 | 0 | 69167.1886 | 0 | 1.3203 | 0 | 0 | 0 | 0 | 6601.2601 | 62565.9284 | 0 | 43796.1499 | 7339187.666 | 7339.1877 | 222962.6633 | 7271.6282
3 | 16 | 15 | 23.9 | 709.9273 | 0.24 | 55820.7297 | 0.24243 | 0 | 55820.7297 | 0 | 2.0263 | 0 | 0 | 0 | 0 | 10131.7423 | 45688.9874 | 0 | 31982.2912 | 7371169.9572 | 7371.17 | 223934.2772 | 7303.3161
3 | 16 | 16 | 23.9 | 471.6732 | 0.24 | 37087.0985 | 0.23786 | 0 | 37087.0985 | 0 | 3.2095 | 0 | 0 | 0 | 0 | 16047.4387 | 21039.6598 | 0 | 14727.7619 | 7385897.7191 | 7385.8977 | 224381.7029 | 7317.9083
3 | 16 | 17 | 22.2 | 212.5144 | 0.24 | 16709.7491 | 0.23042 | 0 | 16709.7491 | 0 | 4.1624 | 0 | 0 | 0 | 0 | 20812.1637 | -4102.4145 | -5860.5922 | 0 | 7380037.1269 | 7380.0371 | 224203.6596 | 7312.1016
3 | 16 | 18 | 19.4 | 8.021 | 0.24 | 630.6801 | 0.22213 | 0 | 630.6801 | 0 | 3.857 | 0 | 0 | 0 | 0 | 19284.7596 | -18654.0795 | -26648.685 | 0 | 7353388.4419 | 7353.3884 | 223394.0792 | 7285.6982
3 | 16 | 19 | 18.3 | 0 | 0.24 | 0 | 0.2245 | 0 | 0 | 0 | 1.7498 | 0 | 0 | 0 | 0 | 8749.2077 | -8749.2077 | -12498.8682 | 0 | 7340889.5737 | 7340.8896 | 223014.3668 | 7273.3144
3 | 16 | 20 | 17.2 | 0 | 0.24 | 0 | 0.25227 | 0 | 0 | 0 | 0.95774 | 0 | 0 | 0 | 0 | 4788.6798 | -4788.6798 | -6840.9712 | 0 | 7334048.6025 | 7334.0486 | 222806.5398 | 7266.5364
3 | 16 | 21 | 17.2 | 0 | 0.24 | 0 | 0.26719 | 0 | 0 | 0 | 0.89272 | 0 | 0 | 0 | 0 | 4463.5789 | -4463.5789 | -6376.5412 | 0 | 7327672.0613 | 7327.6721 | 222612.8221 | 7260.2186
3 | 16 | 22 | 15 | 0 | 0.24 | 0 | 0.24629 | 0 | 0 | 0 | 0.91872 | 0 | 0 | 0 | 0 | 4593.6192 | -4593.6192 | -6562.3132 | 0 | 7321109.7481 | 7321.1097 | 222413.4607 | 7253.7167
3 | 16 | 23 | 14.4 | 0 | 0.24 | 0 | 0.22927 | 0 | 0 | 0 | 0.88405 | 0 | 0 | 0 | 0 | 4420.2321 | -4420.2321 | -6314.6172 | 0 | 7314795.1308 | 7314.7951 | 222221.6242 | 7247.4602
3 | 17 | 0 | 14.4 | 0 | 0.24 | 0 | 0.22896 | 0 | 0 | 0 | 0.7807 | 0 | 0 | 0 | 0 | 3903.4927 | -3903.4927 | -5576.4181 | 0 | 7309218.7127 | 7309.2187 | 222052.2141 | 7241.9351
3 | 17 | 1 | 14.4 | 0 | 0.24 | 0 | 0.21784 | 0 | 0 | 0 | 0.75195 | 0 | 0 | 0 | 0 | 3759.7638 | -3759.7638 | -5371.0912 | 0 | 7303847.6215 | 7303.8476 | 221889.0417 | 7236.6135
3 | 17 | 2 | 13.9 | 0 | 0.24 | 0 | 0.20944 | 0 | 0 | 0 | 0.74351 | 0 | 0 | 0 | 0 | 3717.5578 | -3717.5578 | -5310.7968 | 0 | 7298536.8247 | 7298.5368 | 221727.701 | 7231.3515
3 | 17 | 3 | 13.9 | 0 | 0.24 | 0 | 0.21241 | 0 | 0 | 0 | 0.74922 | 0 | 0 | 0 | 0 | 3746.0754 | -3746.0754 | -5351.5363 | 0 | 7293185.2884 | 7293.1853 | 221565.1227 | 7226.0493
3 | 17 | 4 | 12.8 | 0 | 0.24 | 0 | 0.20292 | 0 | 0 | 0 | 0.72594 | 0 | 0 | 0 | 0 | 3629.7235 | -3629.7235 | -5185.3192 | 0 | 7287999.9692 | 7288 | 221407.594 | 7220.9117
3 | 17 | 5 | 12.8 | 0 | 0.24 | 0 | 0.19769 | 0 | 0 | 0 | 0.74807 | 0 | 0 | 0 | 0 | 3740.3719 | -3740.3719 | -5343.3884 | 0 | 7282656.5808 | 7282.6566 | 221245.2632 | 7215.6175
3 | 17 | 6 | 13.3 | 4.3337 | 0.24 | 340.7509 | 0.18799 | 0 | 340.7509 | 0 | 0.694 | 0 | 0 | 0 | 0 | 3470.0248 | -3129.2739 | -4470.3913 | 0 | 7278186.1896 | 7278.1862 | 221109.4539 | 7211.1882
3 | 17 | 7 | 15 | 104.8778 | 0.24 | 8246.4117 | 0.18433 | 0 | 8246.4117 | 0 | 0.76815 | 0 | 0 | 0 | 0 | 3840.7539 | 4405.6578 | 0 | 3083.9605 | 7281270.15 | 7281.2702 | 221203.1438 | 7214.2438
3 | 17 | 8 | 17.2 | 399.6986 | 0.24 | 31427.8214 | 0.1414 | 0 | 31427.8214 | 0 | 0.90777 | 0 | 0 | 0 | 0 | 4538.8654 | 26888.956 | 0 | 18822.2692 | 7300092.4192 | 7300.0924 | 221774.9596 | 7232.8928
3 | 17 | 9 | 20 | 644.0944 | 0.24 | 50644.3707 | 0.12495 | 0 | 50644.3707 | 0 | 0.92351 | 0 | 0 | 0 | 0 | 4617.574 | 46026.7967 | 0 | 32218.7577 | 7332311.1769 | 7332.3112 | 222753.7573 | 7264.815
3 | 17 | 10 | 22.2 | 839.3701 | 0.24 | 65998.6648 | 0.12729 | 0 | 65998.6648 | 0 | 1.0666 | 0 | 0 | 0 | 0 | 5332.7961 | 60665.8686 | 0 | 42466.1081 | 7374777.2849 | 7374.7773 | 224043.8669 | 7306.8902
3 | 17 | 11 | 23.9 | 986.1928 | 0.24 | 77543.1548 | 0.10796 | 0 | 77543.1548 | 0 | 1.333 | 0 | 0 | 0 | 0 | 6665.1396 | 70878.0152 | 0 | 49614.6106 | 7424391.8956 | 7424.3919 | 225551.1462 | 7356.0481
3 | 17 | 12 | 25.6 | 1036.763 | 0.2388 | 81111.8366 | 0.101 | 0 | 81111.8366 | 1.28 | 0.15918 | 0 | 0 | 0 | 0 | 7195.8842 | 73915.9524 | 0 | 51741.1667 | 7476133.0623 | 7476.1331 | 227123.0297 | 7407.313
3 | 17 | 13 | 26.7 | 1004.8269 | 0.2366 | 77889.0464 | 0.10004 | 0 | 77889.0464 | 2.16 | 0 | 0 | 0 | 0 | 0 | 10800 | 67089.0464 | 0 | 46962.3325 | 7523095.3947 | 7523.0954 | 228549.7335 | 7453.843
3 | 17 | 14 | 28.3 | 891.7479 | 0.2334 | 68188.848 | 0.10163 | 0 | 68188.848 | 3.44 | 0 | 0 | 0 | 0 | 0 | 17200 | 50988.848 | 0 | 35692.1936 | 7558787.5884 | 7558.7876 | 229634.0533 | 7489.2066
3 | 17 | 15 | 28.3 | 708.6364 | 0.2334 | 54186.949 | 0.11212 | 0 | 54186.949 | 3.44 | 0 | 0 | 0 | 0 | 0 | 17200 | 36986.949 | 0 | 25890.8643 | 7584678.4526 | 7584.6785 | 230420.6112 | 7514.8591
3 | 17 | 16 | 27.8 | 472.1496 | 0.2344 | 36258.3172 | 0.12077 | 0 | 36258.3172 | 3.04 | 1.6988 | 0 | 0 | 0 | 0 | 23693.7665 | 12564.5508 | 0 | 8795.1855 | 7593473.6382 | 7593.4736 | 230687.8067 | 7523.5734
3 | 17 | 17 | 26.7 | 217.5111 | 0.2366 | 16860.3468 | 0.14561 | 0 | 16860.3468 | 2.16 | 3.2749 | 0 | 0 | 0 | 0 | 27174.6954 | -10314.3486 | -14734.7837 | 0 | 7578738.8545 | 7578.7389 | 230240.1677 | 7508.9742
3 | 17 | 18 | 23.3 | 7.0709 | 0.24 | 555.9788 | 0.17131 | 0 | 555.9788 | 0 | 4.4472 | 0 | 0 | 0 | 0 | 22235.7636 | -21679.7848 | -30971.1211 | 0 | 7547767.7334 | 7547.7677 | 229299.2729 | 7478.2882
3 | 17 | 19 | 22.8 | 0 | 0.24 | 0 | 0.19296 | 0 | 0 | 0 | 1.8114 | 0 | 0 | 0 | 0 | 9057.1981 | -9057.1981 | -12938.8544 | 0 | 7534828.879 | 7534.8289 | 228906.1938 | 7465.4685
3 | 17 | 20 | 20.6 | 0 | 0.24 | 0 | 0.24884 | 0 | 0 | 0 | 0.94656 | 0 | 0 | 0 | 0 | 4732.7853 | -4732.7853 | -6761.1218 | 0 | 7528067.7572 | 7528.0678 | 228700.7926 | 7458.7696
3 | 17 | 21 | 20.6 | 0 | 0.24 | 0 | 0.28493 | 0 | 0 | 0 | 0.84526 | 0 | 0 | 0 | 0 | 4226.3122 | -4226.3122 | -6037.5889 | 0 | 7522030.1683 | 7522.0302 | 228517.3722 | 7452.7876
3 | 17 | 22 | 19.4 | 0 | 0.24 | 0 | 0.29722 | 0 | 0 | 0 | 0.79416 | 0 | 0 | 0 | 0 | 3970.7943 | -3970.7943 | -5672.5633 | 0 | 7516357.605 | 7516.3576 | 228345.0412 | 7447.1672
3 | 17 | 23 | 19.4 | 0 | 0.24 | 0 | 0.30442 | 0 | 0 | 0 | 0.85028 | 0 | 0 | 0 | 0 | 4251.4077 | -4251.4077 | -6073.4396 | 0 | 7510284.1654 | 7510.2842 | 228160.5316 | 7441.1497
3 | 18 | 0 | 20 | 0 | 0.24 | 0 | 0.30734 | 0 | 0 | 0 | 0.71864 | 0 | 0 | 0 | 0 | 3593.2209 | -3593.2209 | -5133.1727 | 0 | 7505150.9927 | 7505.151 | 228004.5871 | 7436.0638
3 | 18 | 1 | 19.4 | 0 | 0.24 | 0 | 0.31729 | 0 | 0 | 0 | 0.72549 | 0 | 0 | 0 | 0 | 3627.4421 | -3627.4421 | -5182.0601 | 0 | 7499968.9326 | 7499.9689 | 227847.1574 | 7430.9294
3 | 18 | 2 | 19.4 | 0 | 0.24 | 0 | 0.29029 | 0 | 0 | 0 | 0.68214 | 0 | 0 | 0 | 0 | 3410.7081 | -3410.7081 | -4872.4401 | 0 | 7495096.4925 | 7495.0965 | 227699.1339 | 7426.1018
3 | 18 | 3 | 18.9 | 0 | 0.24 | 0 | 0.24796 | 0 | 0 | 0 | 0.67804 | 0 | 0 | 0 | 0 | 3390.1754 | -3390.1754 | -4843.1077 | 0 | 7490253.3847 | 7490.2534 | 227552.0016 | 7421.3033
3 | 18 | 4 | 16.7 | 0 | 0.24 | 0 | 0.23012 | 0 | 0 | 0 | 0.71066 | 0 | 0 | 0 | 0 | 3553.2962 | -3553.2962 | -5076.1375 | 0 | 7485177.2472 | 7485.1772 | 227397.7898 | 7416.2739
3 | 18 | 5 | 16.1 | 0 | 0.24 | 0 | 0.1998 | 0 | 0 | 0 | 0.80009 | 0 | 0 | 0 | 0 | 4000.4526 | -4000.4526 | -5714.9323 | 0 | 7479462.3149 | 7479.4623 | 227224.1716 | 7410.6116
3 | 18 | 6 | 14.4 | 6.2243 | 0.24 | 489.4104 | 0.17416 | 0 | 489.4104 | 0 | 0.80625 | 0 | 0 | 0 | 0 | 4031.2517 | -3541.8412 | -5059.7732 | 0 | 7474402.5417 | 7474.4025 | 227070.457 | 7405.5984
3 | 18 | 7 | 16.7 | 130.3863 | 0.24 | 10252.1183 | 0.15194 | 0 | 10252.1183 | 0 | 0.75401 | 0 | 0 | 0 | 0 | 3770.0302 | 6482.0881 | 0 | 4537.4617 | 7478940.0034 | 7478.94 | 227208.3039 | 7410.0941
3 | 18 | 8 | 20.6 | 408.3521 | 0.24 | 32108.2387 | 0.14367 | 0 | 32108.2387 | 0 | 0.86488 | 0 | 0 | 0 | 0 | 4324.4128 | 27783.8258 | 0 | 19448.6781 | 7498388.6815 | 7498.3887 | 227799.1498 | 7429.3637
3 | 18 | 9 | 22.8 | 663.7412 | 0.24 | 52189.1725 | 0.10815 | 0 | 52189.1725 | 0 | 0.85941 | 0 | 0 | 0 | 0 | 4297.0359 | 47892.1365 | 0 | 33524.4956 | 7531913.1771 | 7531.9132 | 228817.6155 | 7462.5796
3 | 18 | 10 | 23.9 | 859.2436 | 0.24 | 67561.2957 | 0.10631 | 0 | 67561.2957 | 0 | 0.75218 | 0 | 0 | 0 | 0 | 3760.9046 | 63800.3911 | 0 | 44660.2738 | 7576573.4509 | 7576.5735 | 230174.3833 | 7506.8288
3 | 18 | 11 | 25.6 | 970.3582 | 0.2388 | 75916.6084 | 0.11421 | 0 | 75916.6084 | 1.28 | 0 | 0 | 0 | 0 | 0 | 6400 | 69516.6084 | 0 | 48661.6259 | 7625235.0767 | 7625.2351 | 231652.7112 | 7555.0424
3 | 18 | 12 | 27.2 | 961.2176 | 0.2356 | 74193.7613 | 0.1718 | 0 | 74193.7613 | 2.56 | 0 | 0 | 0 | 0 | 0 | 12800 | 61393.7613 | 0 | 42975.6329 | 7668210.7096 | 7668.2107 | 232958.3 | 7597.6225
3 | 18 | 13 | 27.8 | 987.9902 | 0.2344 | 75871.8443 | 0.23672 | 0 | 75871.8443 | 3.04 | 0 | 0 | 0 | 0 | 0 | 15200 | 60671.8443 | 0 | 42470.291 | 7710681.0006 | 7710.681 | 234248.5367 | 7639.7018
3 | 18 | 14 | 27.8 | 868.8842 | 0.2344 | 66725.2014 | 0.28281 | 0 | 66725.2014 | 3.04 | 0 | 0 | 0 | 0 | 0 | 15200 | 51525.2014 | 0 | 36067.641 | 7746748.6416 | 7746.7486 | 235344.2625 | 7675.4374
3 | 18 | 15 | 28.3 | 698.3209 | 0.2334 | 53398.1642 | 0.3103 | 0 | 53398.1642 | 3.44 | 0 | 0 | 0 | 0 | 0 | 17200 | 36198.1642 | 0 | 25338.7149 | 7772087.3565 | 7772.0874 | 236114.0463 | 7700.5429
3 | 18 | 16 | 27.2 | 472.208 | 0.2356 | 36448.4466 | 0.33426 | 0 | 36448.4466 | 2.56 | 1.8907 | 0 | 0 | 0 | 0 | 22253.5076 | 14194.9391 | 0 | 9936.4573 | 7782023.8139 | 7782.0238 | 236415.9133 | 7710.3879
3 | 18 | 17 | 26.1 | 211.6324 | 0.2378 | 16487.8681 | 0.36277 | 0 | 16487.8681 | 1.68 | 3.0736 | 0 | 0 | 0 | 0 | 23767.861 | -7279.9928 | -10399.9898 | 0 | 7771623.8241 | 7771.6238 | 236099.9643 | 7700.0836
3 | 18 | 18 | 23.3 | 7.9624 | 0.24 | 626.0712 | 0.36881 | 0 | 626.0712 | 0 | 3.7509 | 0 | 0 | 0 | 0 | 18754.3317 | -18128.2605 | -25897.5151 | 0 | 7745726.309 | 7745.7263 | 235313.2043 | 7674.4245
3 | 18 | 19 | 21.7 | 0 | 0.24 | 0 | 0.35267 | 0 | 0 | 0 | 1.6896 | 0 | 0 | 0 | 0 | 8448.0616 | -8448.0616 | -12068.6594 | 0 | 7733657.6496 | 7733.6576 | 234946.5615 | 7662.4669
3 | 18 | 20 | 21.1 | 0 | 0.24 | 0 | 0.40433 | 0 | 0 | 0 | 0.91986 | 0 | 0 | 0 | 0 | 4599.3228 | -4599.3228 | -6570.4611 | 0 | 7727087.1885 | 7727.0872 | 234746.9526 | 7655.957
3 | 18 | 21 | 20.6 | 0 | 0.24 | 0 | 0.4703 | 0 | 0 | 0 | 0.84412 | 0 | 0 | 0 | 0 | 4220.6087 | -4220.6087 | -6029.441 | 0 | 7721057.7475 | 7721.0577 | 234563.7797 | 7649.983
3 | 18 | 22 | 19.4 | 0 | 0.24 | 0 | 0.48894 | 0 | 0 | 0 | 0.92351 | 0 | 0 | 0 | 0 | 4617.574 | -4617.574 | -6596.5344 | 0 | 7714461.2132 | 7714.4612 | 234363.3786 | 7643.4472
3 | 18 | 23 | 18.9 | 0 | 0.24 | 0 | 0.5045 | 0 | 0 | 0 | 0.86032 | 0 | 0 | 0 | 0 | 4301.5987 | -4301.5987 | -6145.1411 | 0 | 7708316.0721 | 7708.3161 | 234176.6908 | 7637.3586
3 | 19 | 0 | 18.3 | 0 | 0.24 | 0 | 0.50659 | 0 | 0 | 0 | 0.69629 | 0 | 0 | 0 | 0 | 3481.4318 | -3481.4318 | -4973.474 | 0 | 7703342.5981 | 7703.3426 | 234025.5979 | 7632.431
3 | 19 | 1 | 17.2 | 0 | 0.24 | 0 | 0.52212 | 0 | 0 | 0 | 0.6664 | 0 | 0 | 0 | 0 | 3331.9995 | -3331.9995 | -4759.9992 | 0 | 7698582.5988 | 7698.5826 | 233880.9903 | 7627.7148
3 | 19 | 2 | 17.2 | 0 | 0.24 | 0 | 0.51013 | 0 | 0 | 0 | 0.73644 | 0 | 0 | 0 | 0 | 3682.1959 | -3682.1959 | -5260.2799 | 0 | 7693322.319 | 7693.3223 | 233721.1844 | 7622.5029
3 | 19 | 3 | 16.1 | 0 | 0.24 | 0 | 0.51094 | 0 | 0 | 0 | 0.71294 | 0 | 0 | 0 | 0 | 3564.7033 | -3564.7033 | -5092.4333 | 0 | 7688229.8857 | 7688.2299 | 233566.4775 | 7617.4574
3 | 19 | 4 | 16.1 | 0 | 0.24 | 0 | 0.52319 | 0 | 0 | 0 | 0.74488 | 0 | 0 | 0 | 0 | 3724.402 | -3724.402 | -5320.5743 | 0 | 7682909.3114 | 7682.9093 | 233404.8398 | 7612.1858
3 | 19 | 5 | 15 | 0 | 0.24 | 0 | 0.53398 | 0 | 0 | 0 | 0.78526 | 0 | 0 | 0 | 0 | 3926.3068 | -3926.3068 | -5609.0097 | 0 | 7677300.3017 | 7677.3003 | 233234.4395 | 7606.6284
3 | 19 | 6 | 15.6 | 5.9575 | 0.24 | 468.4306 | 0.56253 | 0 | 468.4306 | 0 | 0.81583 | 0 | 0 | 0 | 0 | 4079.1613 | -3610.7306 | -5158.1866 | 0 | 7672142.1151 | 7672.1421 | 233077.7351 | 7601.5177
3 | 19 | 7 | 17.8 | 128.2575 | 0.24 | 10084.7296 | 0.55283 | 0 | 10084.7296 | 0 | 0.90481 | 0 | 0 | 0 | 0 | 4524.0362 | 5560.6934 | 0 | 3892.4854 | 7676034.6005 | 7676.0346 | 233195.9879 | 7605.3743
3 | 19 | 8 | 21.1 | 400.3578 | 0.24 | 31479.6521 | 0.52191 | 0 | 31479.6521 | 0 | 0.95682 | 0 | 0 | 0 | 0 | 4784.117 | 26695.5351 | 0 | 18686.8746 | 7694721.4751 | 7694.7215 | 233763.6904 | 7623.8892
3 | 19 | 9 | 23.9 | 595.4456 | 0.24 | 46819.1761 | 0.50862 | 0 | 46819.1761 | 0 | 0.94313 | 0 | 0 | 0 | 0 | 4715.6747 | 42103.5014 | 0 | 29472.451 | 7724193.9261 | 7724.1939 | 234659.056 | 7653.0903
3 | 19 | 10 | 26.1 | 813.9662 | 0.2378 | 63414.5069 | 0.53356 | 0 | 63414.5069 | 1.68 | 0 | 0 | 0 | 0 | 0 | 8400 | 55014.5069 | 0 | 38510.1548 | 7762704.0809 | 7762.7041 | 235828.9847 | 7691.246
3 | 19 | 11 | 27.8 | 503.49 | 0.2344 | 38665.0733 | 0.51866 | 0 | 38665.0733 | 3.04 | 0 | 0 | 0 | 0 | 0 | 15200 | 23465.0733 | 0 | 16425.5513 | 7779129.6322 | 7779.1296 | 236327.9888 | 7707.5203
3 | 19 | 12 | 28.9 | 875.2749 | 0.2322 | 66585.1097 | 0.47119 | 0 | 66585.1097 | 3.92 | 0 | 0 | 0 | 0 | 0 | 19600 | 46985.1097 | 0 | 32889.5768 | 7812019.209 | 7812.0192 | 237327.1658 | 7740.1072
3 | 19 | 13 | 30 | 952.4026 | 0.23 | 71766.0116 | 0.4155 | 0 | 71766.0116 | 4.8 | 0 | 0 | 0 | 0 | 0 | 24000 | 47766.0116 | 0 | 33436.2081 | 7845455.4171 | 7845.4554 | 238342.9494 | 7773.2356
3 | 19 | 14 | 30 | 519.3671 | 0.23 | 39135.6595 | 0.38749 | 0 | 39135.6595 | 4.8 | 0 | 0 | 0 | 0 | 0 | 24000 | 15135.6595 | 0 | 10594.9617 | 7856050.3788 | 7856.0504 | 238664.8216 | 7783.733
3 | 19 | 15 | 28.9 | 162.0717 | 0.2322 | 12329.3369 | 0.36623 | 0 | 12329.3369 | 3.92 | 0 | 0 | 0 | 0 | 0 | 19600 | -7270.6631 | -10386.6616 | 0 | 7845663.7172 | 7845.6637 | 238349.2775 | 7773.442
3 | 19 | 16 | 28.9 | 320.3636 | 0.2322 | 24371.1361 | 0.34479 | 0 | 24371.1361 | 3.92 | 0 | 0 | 0 | 0 | 0 | 19600 | 4771.1361 | 0 | 3339.7953 | 7849003.5125 | 7849.0035 | 238450.7396 | 7776.751
3 | 19 | 17 | 27.2 | 189.9226 | 0.2356 | 14659.6076 | 0.31957 | 0 | 14659.6076 | 2.56 | 0 | 0 | 0 | 0 | 0 | 12800 | 1859.6076 | 0 | 1301.7253 | 7850305.2378 | 7850.3052 | 238490.2857 | 7778.0408
3 | 19 | 18 | 26.1 | 4.1111 | 0.2378 | 320.2886 | 0.30778 | 0 | 320.2886 | 1.68 | 0 | 0 | 0 | 0 | 0 | 8400 | -8079.7114 | -11542.4449 | 0 | 7838762.7929 | 7838.7628 | 238139.6292 | 7766.6046
3 | 19 | 19 | 25 | 0 | 0.24 | 0 | 0.29398 | 0 | 0 | 0.8 | 0 | 0 | 0 | 0 | 0 | 4000 | -4000 | -5714.2857 | 0 | 7833048.5072 | 7833.0485 | 237966.0306 | 7760.9429
3 | 19 | 20 | 23.9 | 0 | 0.24 | 0 | 0.38693 | 0 | 0 | 0 | 0.66663 | 0 | 0 | 0 | 0 | 3333.1402 | -3333.1402 | -4761.6288 | 0 | 7828286.8784 | 7828.2869 | 237821.3735 | 7756.2251
3 | 19 | 21 | 23.3 | 0 | 0.24 | 0 | 0.44583 | 0 | 0 | 0 | 0.66959 | 0 | 0 | 0 | 0 | 3347.9693 | -3347.9693 | -4782.8133 | 0 | 7823504.0651 | 7823.5041 | 237676.0729 | 7751.4863
3 | 19 | 22 | 22.2 | 0 | 0.24 | 0 | 0.47455 | 0 | 0 | 0 | 0.69994 | 0 | 0 | 0 | 0 | 3499.6831 | -3499.6831 | -4999.5473 | 0 | 7818504.5178 | 7818.5045 | 237524.1879 | 7746.5328
3 | 19 | 23 | 21.7 | 0 | 0.24 | 0 | 0.46972 | 0 | 0 | 0 | 0.68328 | 0 | 0 | 0 | 0 | 3416.4116 | -3416.4116 | -4880.588 | 0 | 7813623.9298 | 7813.6239 | 237375.9169 | 7741.6971
3 | 20 | 0 | 21.1 | 0 | 0.24 | 0 | 0.44602 | 0 | 0 | 0 | 0.68054 | 0 | 0 | 0 | 0 | 3402.7232 | -3402.7232 | -4861.0331 | 0 | 7808762.8967 | 7808.7629 | 237228.2399 | 7736.8808
3 | 20 | 1 | 20.6 | 0 | 0.24 | 0 | 0.42744 | 0 | 0 | 0 | 0.68488 | 0 | 0 | 0 | 0 | 3424.3966 | -3424.3966 | -4891.9951 | 0 | 7803870.9016 | 7803.8709 | 237079.6223 | 7732.0339
3 | 20 | 2 | 20 | 0 | 0.24 | 0 | 0.41075 | 0 | 0 | 0 | 0.71271 | 0 | 0 | 0 | 0 | 3563.5626 | -3563.5626 | -5090.8037 | 0 | 7798780.0979 | 7798.7801 | 236924.965 | 7726.9899
3 | 20 | 3 | 18.9 | 0 | 0.24 | 0 | 0.40166 | 0 | 0 | 0 | 0.76017 | 0 | 0 | 0 | 0 | 3800.8292 | -3800.8292 | -5429.756 | 0 | 7793350.3419 | 7793.3503 | 236760.0104 | 7721.6101
3 | 20 | 4 | 18.3 | 0 | 0.24 | 0 | 0.38952 | 0 | 0 | 0 | 0.74191 | 0 | 0 | 0 | 0 | 3709.5728 | -3709.5728 | -5299.3898 | 0 | 7788050.9521 | 7788.051 | 236599.0163 | 7716.3595
3 | 20 | 5 | 17.8 | 0 | 0.24 | 0 | 0.34376 | 0 | 0 | 0 | 0.78846 | 0 | 0 | 0 | 0 | 3942.2767 | -3942.2767 | -5631.8238 | 0 | 7782419.1283 | 7782.4191 | 236427.9229 | 7710.7796
3 | 20 | 6 | 17.8 | 6.0647 | 0.24 | 476.8594 | 0.30906 | 0 | 476.8594 | 0 | 0.83545 | 0 | 0 | 0 | 0 | 4177.2619 | -3700.4025 | -5286.2893 | 0 | 7777132.839 | 7777.1328 | 236267.3268 | 7705.5419
3 | 20 | 7 | 18.3 | 117.5911 | 0.24 | 9246.0486 | 0.29582 | 0 | 9246.0486 | 0 | 0.80625 | 0 | 0 | 0 | 0 | 4031.2517 | 5214.7969 | 0 | 3650.3579 | 7780783.1969 | 7780.7832 | 236378.2237 | 7709.1587
3 | 20 | 8 | 20.6 | 386.4029 | 0.24 | 30382.3958 | 0.25263 | 0 | 30382.3958 | 0 | 0.76062 | 0 | 0 | 0 | 0 | 3803.1106 | 26579.2852 | 0 | 18605.4996 | 7799388.6965 | 7799.3887 | 236943.4541 | 7727.5929
3 | 20 | 9 | 22.8 | 642.7175 | 0.24 | 50536.1028 | 0.26469 | 0 | 50536.1028 | 0 | 0.76678 | 0 | 0 | 0 | 0 | 3833.9097 | 46702.1931 | 0 | 32691.5352 | 7832080.2317 | 7832.0802 | 237936.6146 | 7759.9835
3 | 20 | 10 | 25 | 768.9444 | 0.24 | 60461.1728 | 0.21385 | 0 | 60461.1728 | 0.8 | 0 | 0 | 0 | 0 | 0 | 4000 | 56461.1728 | 0 | 39522.821 | 7871603.0527 | 7871.6031 | 239137.3079 | 7799.1425
3 | 20 | 11 | 26.1 | 977.0834 | 0.2378 | 76122.65 | 0.15163 | 0 | 76122.65 | 1.68 | 0 | 0 | 0 | 0 | 0 | 8400 | 67722.65 | 0 | 47405.855 | 7919008.9077 | 7919.0089 | 240577.4858 | 7846.112
3 | 20 | 12 | 27.2 | 1039.1855 | 0.2356 | 80211.8927 | 0.114 | 0 | 80211.8927 | 2.56 | 0 | 0 | 0 | 0 | 0 | 12800 | 67411.8927 | 0 | 47188.3249 | 7966197.2326 | 7966.1972 | 242011.0552 | 7892.8659
3 | 20 | 13 | 27.8 | 992.6035 | 0.2344 | 76226.1221 | 0.1008 | 0 | 76226.1221 | 3.04 | 0 | 0 | 0 | 0 | 0 | 15200 | 61026.1221 | 0 | 42718.2854 | 8008915.518 | 8008.9155 | 243308.8259 | 7935.191
3 | 20 | 14 | 29.4 | 839.2828 | 0.2312 | 63572.1024 | 0.091062 | 0 | 63572.1024 | 4.32 | 0 | 0 | 0 | 0 | 0 | 21600 | 41972.1024 | 0 | 29380.4717 | 8038295.9897 | 8038.296 | 244201.3972 | 7964.301
3 | 20 | 15 | 28.9 | 687.5356 | 0.2322 | 52303.1492 | 0.079803 | 0 | 52303.1492 | 3.92 | 0 | 0 | 0 | 0 | 0 | 19600 | 32703.1492 | 0 | 22892.2045 | 8061188.1941 | 8061.1882 | 244896.8565 | 7986.9825
3 | 20 | 16 | 27.8 | 447.0248 | 0.2344 | 34328.8764 | 0.080232 | 0 | 34328.8764 | 3.04 | 0 | 0 | 0 | 0 | 0 | 15200 | 19128.8764 | 0 | 13390.2135 | 8074578.4076 | 8074.5784 | 245303.6478 | 8000.2494
3 | 20 | 17 | 27.2 | 190.239 | 0.2356 | 14684.0288 | 0.071759 | 0 | 14684.0288 | 2.56 | 0 | 0 | 0 | 0 | 0 | 12800 | 1884.0288 | 0 | 1318.8201 | 8075897.2278 | 8075.8972 | 245343.7132 | 8001.5561
3 | 20 | 18 | 26.1 | 4.9893 | 0.2378 | 388.7061 | 0.048055 | 0 | 388.7061 | 1.68 | 0 | 0 | 0 | 0 | 0 | 8400 | -8011.2939 | -11444.7056 | 0 | 8064452.5221 | 8064.4525 | 244996.026 | 7990.2168
3 | 20 | 19 | 25.6 | 0 | 0.2388 | 0 | 0.050168 | 0 | 0 | 1.28 | 0 | 0 | 0 | 0 | 0 | 6400 | -6400 | -9142.8571 | 0 | 8055309.665 | 8055.3097 | 244718.2683 | 7981.1581
3 | 20 | 20 | 24.4 | 0 | 0.24 | 0 | 0.07338 | 0 | 0 | 0.32 | 0.35554 | 0 | 0 | 0 | 0 | 3377.7068 | -3377.7068 | -4825.2955 | 0 | 8050484.3695 | 8050.4844 | 244571.677 | 7976.3772
3 | 20 | 21 | 23.9 | 0 | 0.24 | 0 | 0.11581 | 0 | 0 | 0 | 0.6721 | 0 | 0 | 0 | 0 | 3360.5171 | -3360.5171 | -4800.7387 | 0 | 8045683.6308 | 8045.6836 | 244425.8318 | 7971.6206
3 | 20 | 22 | 22.8 | 0 | 0.24 | 0 | 0.17595 | 0 | 0 | 0 | 0.67005 | 0 | 0 | 0 | 0 | 3350.2507 | -3350.2507 | -4786.0725 | 0 | 8040897.5583 | 8040.8976 | 244280.4322 | 7966.8786
3 | 20 | 23 | 18.9 | 0 | 0.24 | 0 | 0.22288 | 0 | 0 | 0 | 0.68397 | 0 | 0 | 0 | 0 | 3419.8337 | -3419.8337 | -4885.4768 | 0 | 8036012.0816 | 8036.0121 | 244132.0126 | 7962.0381
3 | 21 | 0 | 17.2 | 0 | 0.24 | 0 | 0.27378 | 0 | 0 | 0 | 0.67598 | 0 | 0 | 0 | 0 | 3379.9091 | -3379.9091 | -4828.4415 | 0 | 8031183.64 | 8031.1836 | 243985.3258 | 7957.2541
3 | 21 | 1 | 15.6 | 0 | 0.24 | 0 | 0.28875 | 0 | 0 | 0 | 0.68191 | 0 | 0 | 0 | 0 | 3409.5674 | -3409.5674 | -4870.8106 | 0 | 8026312.8295 | 8026.3128 | 243837.3518 | 7952.4281
3 | 21 | 2 | 15 | 0 | 0.24 | 0 | 0.30315 | 0 | 0 | 0 | 0.68077 | 0 | 0 | 0 | 0 | 3403.8639 | -3403.8639 | -4862.6627 | 0 | 8021450.1668 | 8021.4502 | 243689.6253 | 7947.6102
3 | 21 | 3 | 14.4 | 0 | 0.24 | 0 | 0.31248 | 0 | 0 | 0 | 0.68944 | 0 | 0 | 0 | 0 | 3447.2107 | -3447.2107 | -4924.5867 | 0 | 8016525.5801 | 8016.5256 | 243540.0176 | 7942.731
3 | 21 | 4 | 13.9 | 0 | 0.24 | 0 | 0.31441 | 0 | 0 | 0 | 0.68807 | 0 | 0 | 0 | 0 | 3440.3664 | -3440.3664 | -4914.8092 | 0 | 8011610.7709 | 8011.6108 | 243390.707 | 7937.8614
3 | 21 | 5 | 13.3 | 0 | 0.24 | 0 | 0.30967 | 0 | 0 | 0 | 0.72526 | 0 | 0 | 0 | 0 | 3626.3014 | -3626.3014 | -5180.4305 | 0 | 8006430.3404 | 8006.4303 | 243233.3268 | 7932.7287
3 | 21 | 6 | 12.2 | 6.2249 | 0.24 | 489.4597 | 0.2935 | 0 | 489.4597 | 0 | 0.7937 | 0 | 0 | 0 | 0 | 3968.5129 | -3479.0532 | -4970.0759 | 0 | 8001460.2645 | 8001.4603 | 243082.3371 | 7927.8044
3 | 21 | 7 | 12.8 | 135.1786 | 0.24 | 10628.9303 | 0.29995 | 0 | 10628.9303 | 0 | 0.76884 | 0 | 0 | 0 | 0 | 3844.176 | 6784.7542 | 0 | 4749.328 | 8006209.5925 | 8006.2096 | 243226.6205 | 7932.51
3 | 21 | 8 | 14.4 | 404.7139 | 0.24 | 31822.1679 | 0.26388 | 0 | 31822.1679 | 0 | 0.71659 | 0 | 0 | 0 | 0 | 3582.9546 | 28239.2133 | 0 | 19767.4493 | 8025977.0418 | 8025.977 | 243827.1506 | 7952.0954
3 | 21 | 9 | 16.1 | 592.0002 | 0.24 | 46548.269 | 0.21819 | 0 | 46548.269 | 0 | 0.70382 | 0 | 0 | 0 | 0 | 3519.0751 | 43029.1939 | 0 | 30120.4358 | 8056097.4775 | 8056.0975 | 244742.2018 | 7981.9386
3 | 21 | 10 | 17.2 | 710.9027 | 0.24 | 55897.4263 | 0.28323 | 0 | 55897.4263 | 0 | 0.73325 | 0 | 0 | 0 | 0 | 3666.226 | 52231.2003 | 0 | 36561.8402 | 8092659.3177 | 8092.6593 | 245852.9413 | 8018.1639
3 | 21 | 11 | 18.9 | 842.081 | 0.24 | 66211.8187 | 0.28099 | 0 | 66211.8187 | 0 | 0.72663 | 0 | 0 | 0 | 0 | 3633.1456 | 62578.6731 | 0 | 43805.0711 | 8136464.3888 | 8136.4644 | 247183.7283 | 8061.5657
3 | 21 | 12 | 19.4 | 428.9214 | 0.24 | 33725.5712 | 0.24261 | 0 | 33725.5712 | 0 | 0.90663 | 0 | 0 | 0 | 0 | 4533.1619 | 29192.4093 | 0 | 20434.6865 | 8156899.0754 | 8156.8991 | 247804.5289 | 8081.8123
3 | 21 | 13 | 20.6 | 392.485 | 0.24 | 30860.6283 | 0.22904 | 0 | 30860.6283 | 0 | 1.0191 | 0 | 0 | 0 | 0 | 5095.5295 | 25765.0988 | 0 | 18035.5692 | 8174934.6445 | 8174.9346 | 248352.4449 | 8099.6819
3 | 21 | 14 | 20.6 | 388.6577 | 0.24 | 30559.6878 | 0.23246 | 0 | 30559.6878 | 0 | 0.94884 | 0 | 0 | 0 | 0 | 4744.1923 | 25815.4955 | 0 | 18070.8468 | 8193005.4914 | 8193.0055 | 248901.4327 | 8117.5863
3 | 21 | 15 | 20.6 | 576.2573 | 0.24 | 45310.4198 | 0.25473 | 0 | 45310.4198 | 0 | 0.69948 | 0 | 0 | 0 | 0 | 3497.4017 | 41813.0181 | 0 | 29269.1127 | 8222274.6041 | 8222.2746 | 249790.6209 | 8146.586
3 | 21 | 16 | 20.6 | 397.5717 | 0.24 | 31260.5831 | 0.26733 | 0 | 31260.5831 | 0 | 0.72663 | 0 | 0 | 0 | 0 | 3633.1456 | 27627.4375 | 0 | 19339.2062 | 8241613.8103 | 8241.6138 | 250378.1411 | 8165.7472
3 | 21 | 17 | 19.4 | 194.2215 | 0.24 | 15271.4002 | 0.29611 | 0 | 15271.4002 | 0 | 1.8536 | 0 | 0 | 0 | 0 | 9268.2285 | 6003.1716 | 0 | 4202.2201 | 8245816.0304 | 8245.816 | 250505.8035 | 8169.9108
3 | 21 | 18 | 16.7 | 10.4982 | 0.24 | 825.4572 | 0.32049 | 0 | 825.4572 | 0 | 4.36 | 0 | 0 | 0 | 0 | 21800.0142 | -20974.557 | -29963.6529 | 0 | 8215852.3776 | 8215.8524 | 249595.5153 | 8140.2229
3 | 21 | 19 | 15.6 | 0 | 0.24 | 0 | 0.33575 | 0 | 0 | 0 | 5.0004 | 0 | 0 | 0 | 0 | 25001.9733 | -25001.9733 | -35717.1047 | 0 | 8180135.2728 | 8180.1353 | 248510.4387 | 8104.8346
3 | 21 | 20 | 13.9 | 0 | 0.24 | 0 | 0.43403 | 0 | 0 | 0 | 4.6011 | 0 | 0 | 0 | 0 | 23005.7395 | -23005.7395 | -32865.3421 | 0 | 8147269.9307 | 8147.2699 | 247511.9979 | 8072.2718
3 | 21 | 21 | 13.3 | 0 | 0.24 | 0 | 0.49432 | 0 | 0 | 0 | 3.048 | 0 | 0 | 0 | 0 | 15239.8195 | -15239.8195 | -21771.1707 | 0 | 8125498.76 | 8125.4988 | 246850.5952 | 8050.701
3 | 21 | 22 | 13.3 | 0 | 0.24 | 0 | 0.5124 | 0 | 0 | 0 | 1.2915 | 0 | 0 | 0 | 0 | 6457.5313 | -6457.5313 | -9225.0447 | 0 | 8116273.7153 | 8116.2737 | 246570.3407 | 8041.5609
3 | 21 | 23 | 11.7 | 0 | 0.24 | 0 | 0.5181 | 0 | 0 | 0 | 0.7369 | 0 | 0 | 0 | 0 | 3684.4773 | -3684.4773 | -5263.539 | 0 | 8111010.1763 | 8111.0102 | 246410.4357 | 8036.3458
3 | 22 | 0 | 10 | 0 | 0.24 | 0 | 0.51943 | 0 | 0 | 0 | 0.69834 | 0 | 0 | 0 | 0 | 3491.6982 | -3491.6982 | -4988.1402 | 0 | 8106022.0361 | 8106.022 | 246258.8973 | 8031.4036
3 | 22 | 1 | 9.4 | 0 | 0.24 | 0 | 0.51924 | 0 | 0 | 0 | 0.66617 | 0 | 0 | 0 | 0 | 3330.8587 | -3330.8587 | -4758.3696 | 0 | 8101263.6664 | 8101.2637 | 246114.3392 | 8026.689
3 | 22 | 2 | 9.4 | 0 | 0.24 | 0 | 0.53444 | 0 | 0 | 0 | 0.63674 | 0 | 0 | 0 | 0 | 3183.7078 | -3183.7078 | -4548.154 | 0 | 8096715.5124 | 8096.7155 | 245976.1675 | 8022.1827
3 | 22 | 3 | 6.7 | 0 | 0.24 | 0 | 0.55514 | 0 | 0 | 0 | 0.6591 | 0 | 0 | 0 | 0 | 3295.4969 | -3295.4969 | -4707.8527 | 0 | 8092007.6597 | 8092.0077 | 245833.1441 | 8017.5182
3 | 22 | 4 | 6.7 | 0 | 0.24 | 0 | 0.55952 | 0 | 0 | 0 | 0.694 | 0 | 0 | 0 | 0 | 3470.0248 | -3470.0248 | -4957.1782 | 0 | 8087050.4815 | 8087.0505 | 245682.5463 | 8012.6067
3 | 22 | 5 | 5.6 | 0 | 0.24 | 0 | 0.5564 | 0 | 0 | 0 | 0.93218 | 0 | 0 | 0 | 0 | 4660.9208 | -4660.9208 | -6658.4583 | 0 | 8080392.0232 | 8080.392 | 245480.264 | 8006.0095
3 | 22 | 6 | 5 | 2.4667 | 0.24 | 193.951 | 0.56663 | 0 | 193.951 | 0 | 1.1161 | 0 | 0 | 0 | 0 | 5580.3291 | -5386.3781 | -7694.8258 | 0 | 8072697.1973 | 8072.6972 | 245246.4971 | 7998.3855
3 | 22 | 7 | 10 | 49.3333 | 0.24 | 3879.0208 | 0.55192 | 0 | 3879.0208 | 0 | 1.059 | 0 | 0 | 0 | 0 | 5295.1528 | -1416.132 | -2023.0458 | 0 | 8070674.1516 | 8070.6742 | 245185.0375 | 7996.3811
3 | 22 | 8 | 16.1 | 134.6761 | 0.24 | 10589.418 | 0.47485 | 0 | 10589.418 | 0 | 1.0474 | 0 | 0 | 0 | 0 | 5236.9769 | 5352.4411 | 0 | 3746.7088 | 8074420.8603 | 8074.4209 | 245298.8616 | 8000.0933
3 | 22 | 9 | 18.9 | 460.2106 | 0.24 | 36185.8108 | 0.43749 | 0 | 36185.8108 | 0 | 1.0625 | 0 | 0 | 0 | 0 | 5312.2634 | 30873.5474 | 0 | 21611.4832 | 8096032.3435 | 8096.0323 | 245955.413 | 8021.5059
3 | 22 | 10 | 22.2 | 220.9618 | 0.24 | 17373.9615 | 0.51091 | 0 | 17373.9615 | 0 | 0.99903 | 0 | 0 | 0 | 0 | 4995.1474 | 12378.8141 | 0 | 8665.1699 | 8104697.5134 | 8104.6975 | 246218.6586 | 8030.0913
3 | 22 | 11 | 22.8 | 492.0683 | 0.24 | 38690.7427 | 0.51905 | 0 | 38690.7427 | 0 | 1.0634 | 0 | 0 | 0 | 0 | 5316.8262 | 33373.9164 | 0 | 23361.7415 | 8128059.2549 | 8128.0593 | 246928.3824 | 8053.238
3 | 22 | 12 | 23.9 | 517.3606 | 0.24 | 40679.4456 | 0.55551 | 0 | 40679.4456 | 0 | 1.2507 | 0 | 0 | 0 | 0 | 6253.3451 | 34426.1005 | 0 | 24098.2704 | 8152157.5253 | 8152.1575 | 247660.4818 | 8077.1144
3 | 22 | 13 | 25 | 655.0127 | 0.24 | 51502.8654 | 0.56704 | 0 | 51502.8654 | 0.8 | 1.0118 | 0 | 0 | 0 | 0 | 9059.1071 | 42443.7583 | 0 | 29710.6308 | 8181868.1561 | 8181.8682 | 248563.0832 | 8106.5515
3 | 22 | 14 | 25.6 | 789.4603 | 0.2388 | 61763.9431 | 0.56383 | 0 | 61763.9431 | 1.28 | 2.0562 | 0 | 0 | 0 | 0 | 16680.8467 | 45083.0964 | 0 | 31558.1675 | 8213426.3236 | 8213.4263 | 249521.8124 | 8137.8192
3 | 22 | 15 | 26.1 | 683.8018 | 0.2378 | 53273.6586 | 0.58074 | 0 | 53273.6586 | 1.68 | 2.8712 | 0 | 0 | 0 | 0 | 22756.0556 | 30517.603 | 0 | 21362.3221 | 8234788.6457 | 8234.7886 | 250170.7943 | 8158.9849
3 | 22 | 16 | 25 | 463.3009 | 0.24 | 36428.7933 | 0.58786 | 0 | 36428.7933 | 0.8 | 4.2482 | 0 | 0 | 0 | 0 | 25241.149 | 11187.6444 | 0 | 7831.3511 | 8242619.9968 | 8242.62 | 250408.7088 | 8166.7441
3 | 22 | 17 | 23.9 | 210.5044 | 0.24 | 16551.7083 | 0.60525 | 0 | 16551.7083 | 0 | 4.5434 | 0 | 0 | 0 | 0 | 22717.1411 | -6165.4328 | -8807.7611 | 0 | 8233812.2356 | 8233.8122 | 250141.1312 | 8158.0175
3 | 22 | 18 | 22.8 | 6.8836 | 0.24 | 541.2474 | 0.63985 | 0 | 541.2474 | 0 | 3.1764 | 0 | 0 | 0 | 0 | 15882.0364 | -15340.7891 | -21915.4129 | 0 | 8211896.8227 | 8211.8968 | 249475.3465 | 8136.3038
3 | 22 | 19 | 21.7 | 0 | 0.24 | 0 | 0.6231 | 0 | 0 | 0 | 1.6467 | 0 | 0 | 0 | 0 | 8233.6091 | -8233.6091 | -11762.2987 | 0 | 8200134.524 | 8200.1345 | 249118.0109 | 8124.6498
3 | 22 | 20 | 21.1 | 0 | 0.24 | 0 | 0.66452 | 0 | 0 | 0 | 1.273 | 0 | 0 | 0 | 0 | 6365.1342 | -6365.1342 | -9093.0488 | 0 | 8191041.4752 | 8191.0415 | 248841.7663 | 8115.6404
3 | 22 | 21 | 20.6 | 0 | 0.24 | 0 | 0.69156 | 0 | 0 | 0 | 1.1715 | 0 | 0 | 0 | 0 | 5857.5204 | -5857.5204 | -8367.8863 | 0 | 8182673.5889 | 8182.6736 | 248587.5521 | 8107.3496
3 | 22 | 22 | 20 | 0 | 0.24 | 0 | 0.68609 | 0 | 0 | 0 | 1.1656 | 0 | 0 | 0 | 0 | 5827.8621 | -5827.8621 | -8325.5173 | 0 | 8174348.0716 | 8174.3481 | 248334.625 | 8099.1007
3 | 22 | 23 | 19.4 | 0 | 0.24 | 0 | 0.66787 | 0 | 0 | 0 | 1.1147 | 0 | 0 | 0 | 0 | 5573.4849 | -5573.4849 | -7962.1213 | 0 | 8166385.9503 | 8166.386 | 248092.7377 | 8091.2118
3 | 23 | 0 | 18.9 | 0 | 0.24 | 0 | 0.64289 | 0 | 0 | 0 | 0.99515 | 0 | 0 | 0 | 0 | 4975.7554 | -4975.7554 | -7108.222 | 0 | 8159277.7283 | 8159.2777 | 247876.7917 | 8084.1691
3 | 23 | 1 | 18.3 | 0 | 0.24 | 0 | 0.62201 | 0 | 0 | 0 | 0.98238 | 0 | 0 | 0 | 0 | 4911.876 | -4911.876 | -7016.9656 | 0 | 8152260.7626 | 8152.2608 | 247663.6181 | 8077.2167
3 | 23 | 2 | 17.8 | 0 | 0.24 | 0 | 0.59149 | 0 | 0 | 0 | 0.98511 | 0 | 0 | 0 | 0 | 4925.5644 | -4925.5644 | -7036.5206 | 0 | 8145224.242 | 8145.2242 | 247449.8504 | 8070.2449
3 | 23 | 3 | 18.9 | 0 | 0.24 | 0 | 0.5836 | 0 | 0 | 0 | 0.96116 | 0 | 0 | 0 | 0 | 4805.7904 | -4805.7904 | -6865.4148 | 0 | 8138358.8272 | 8138.3588 | 247241.2808 | 8063.4427
3 | 23 | 4 | 19.4 | 0 | 0.24 | 0 | 0.57522 | 0 | 0 | 0 | 0.95044 | 0 | 0 | 0 | 0 | 4752.1772 | -4752.1772 | -6788.8246 | 0 | 8131570.0026 | 8131.57 | 247035.0381 | 8056.7164
3 | 23 | 5 | 19.4 | 0 | 0.24 | 0 | 0.57554 | 0 | 0 | 0 | 0.99766 | 0 | 0 | 0 | 0 | 4988.3032 | -4988.3032 | -7126.1474 | 0 | 8124443.8551 | 8124.4439 | 246818.5475 | 8049.6558
3 | 23 | 6 | 19.4 | 4.4412 | 0.24 | 349.2055 | 0.56248 | 0 | 349.2055 | 0 | 1.0481 | 0 | 0 | 0 | 0 | 5240.399 | -4891.1935 | -6987.4193 | 0 | 8117456.4359 | 8117.4564 | 246606.2715 | 8042.7327
3 | 23 | 7 | 20 | 73.0846 | 0.24 | 5746.5522 | 0.52885 | 0 | 5746.5522 | 0 | 1.0383 | 0 | 0 | 0 | 0 | 5191.3487 | 555.2035 | 0 | 388.6424 | 8117845.0783 | 8117.8451 | 246618.0783 | 8043.1178
3 | 23 | 8 | 22.2 | 80.5778 | 0.24 | 6335.734 | 0.5192 | 0 | 6335.734 | 0 | 1.0469 | 0 | 0 | 0 | 0 | 5234.6955 | 1101.0385 | 0 | 770.7269 | 8118615.8053 | 8118.6158 | 246641.4928 | 8043.8814
3 | 23 | 9 | 23.3 | 95.3778 | 0.24 | 7499.4402 | 0.51298 | 0 | 7499.4402 | 0 | 1.0228 | 0 | 0 | 0 | 0 | 5113.7807 | 2385.6595 | 0 | 1669.9616 | 8120285.7669 | 8120.2858 | 246692.2258 | 8045.536
3 | 23 | 10 | 25 | 117.5778 | 0.24 | 9244.9996 | 0.53121 | 0 | 9244.9996 | 0.8 | 0.28976 | 0 | 0 | 0 | 0 | 5448.7756 | 3796.224 | 0 | 2657.3568 | 8122943.1236 | 8122.9431 | 246772.9557 | 8048.1689
3 | 23 | 11 | 27.2 | 130.7333 | 0.2356 | 10090.9494 | 0.49476 | 0 | 10090.9494 | 2.56 | 0 | 0 | 0 | 0 | 0 | 12800 | -2709.0506 | -3870.0723 | 0 | 8119073.0513 | 8119.0731 | 246655.3838 | 8044.3345
3 | 23 | 12 | 27.8 | 295.4407 | 0.2344 | 22688.1073 | 0.49017 | 0 | 22688.1073 | 3.04 | 0 | 0 | 0 | 0 | 0 | 15200 | 7488.1073 | 0 | 5241.6751 | 8124314.7264 | 8124.3147 | 246814.6246 | 8049.5279
3 | 23 | 13 | 28.9 | 251.5929 | 0.2322 | 19139.519 | 0.51242 | 0 | 19139.519 | 3.92 | 0 | 0 | 0 | 0 | 0 | 19600 | -460.481 | -657.83 | 0 | 8123656.8964 | 8123.6569 | 246794.6399 | 8048.8761
3 | 23 | 14 | 28.3 | 229.1725 | 0.2334 | 17524.0215 | 0.55785 | 0 | 17524.0215 | 3.44 | 0.18972 | 0 | 0 | 0 | 0 | 18148.613 | -624.5915 | -892.2736 | 0 | 8122764.6228 | 8122.7646 | 246767.5328 | 8047.9921
3 | 23 | 15 | 26.7 | 232.0194 | 0.2366 | 17984.96 | 0.576 | 0 | 17984.96 | 2.16 | 2.4824 | 0 | 0 | 0 | 0 | 23211.886 | -5226.926 | -7467.0372 | 0 | 8115297.5856 | 8115.2976 | 246540.6861 | 8040.5938
3 | 23 | 16 | 26.7 | 166.5886 | 0.2366 | 12913.0957 | 0.53543 | 0 | 12913.0957 | 2.16 | 2.7662 | 0 | 0 | 0 | 0 | 24630.9231 | -11717.8274 | -16739.7534 | 0 | 8098557.8322 | 8098.5578 | 246032.1367 | 8024.0081
3 | 23 | 17 | 25.6 | 143.2814 | 0.2388 | 11209.7113 | 0.50896 | 0 | 11209.7113 | 1.28 | 2.8508 | 0 | 0 | 0 | 0 | 20653.9224 | -9444.211 | -13491.73 | 0 | 8085066.1021 | 8085.0661 | 245622.2613 | 8010.6406
3 | 23 | 18 | 24.4 | 7.6424 | 0.24 | 600.9112 | 0.50839 | 0 | 600.9112 | 0.32 | 2.3646 | 0 | 0 | 0 | 0 | 13422.7555 | -12821.8443 | -18316.9205 | 0 | 8066749.1817 | 8066.7492 | 245065.7979 | 7992.4923
3 | 23 | 19 | 23.3 | 0 | 0.24 | 0 | 0.51251 | 0 | 0 | 0 | 1.2958 | 0 | 0 | 0 | 0 | 6479.2047 | -6479.2047 | -9256.0067 | 0 | 8057493.175 | 8057.4932 | 244784.6028 | 7983.3215
3 | 23 | 20 | 22.2 | 0 | 0.24 | 0 | 0.565 | 0 | 0 | 0 | 0.94542 | 0 | 0 | 0 | 0 | 4727.0817 | -4727.0817 | -6752.9739 | 0 | 8050740.2011 | 8050.7402 | 244579.4491 | 7976.6307
3 | 23 | 21 | 21.7 | 0 | 0.24 | 0 | 0.58023 | 0 | 0 | 0 | 0.88792 | 0 | 0 | 0 | 0 | 4439.6241 | -4439.6241 | -6342.3201 | 0 | 8044397.881 | 8044.3979 | 244386.7711 | 7970.3467
3 | 23 | 22 | 21.1 | 0 | 0.24 | 0 | 0.58664 | 0 | 0 | 0 | 0.8845 | 0 | 0 | 0 | 0 | 4422.5135 | -4422.5135 | -6317.8764 | 0 | 8038080.0046 | 8038.08 | 244194.8356 | 7964.087
3 | 23 | 23 | 20.6 | 0 | 0.24 | 0 | 0.58595 | 0 | 0 | 0 | 0.8204 | 0 | 0 | 0 | 0 | 4101.9754 | -4101.9754 | -5859.9648 | 0 | 8032220.0398 | 8032.22 | 244016.8113 | 7958.281
3 | 24 | 0 | 20.6 | 0 | 0.24 | 0 | 0.60674 | 0 | 0 | 0 | 0.70838 | 0 | 0 | 0 | 0 | 3541.8892 | -3541.8892 | -5059.8417 | 0 | 8027160.1981 | 8027.1602 | 243863.0946 | 7953.2677
3 | 24 | 1 | 20 | 0 | 0.24 | 0 | 0.59338 | 0 | 0 | 0 | 0.681 | 0 | 0 | 0 | 0 | 3405.0046 | -3405.0046 | -4864.2923 | 0 | 8022295.9058 | 8022.2959 | 243715.3187 | 7948.4482
3 | 24 | 2 | 20 | 0 | 0.24 | 0 | 0.58812 | 0 | 0 | 0 | 0.6607 | 0 | 0 | 0 | 0 | 3303.4818 | -3303.4818 | -4719.2598 | 0 | 8017576.6461 | 8017.5766 | 243571.9487 | 7943.7724
3 | 24 | 3 | 20 | 0 | 0.24 | 0 | 0.55406 | 0 | 0 | 0 | 0.67849 | 0 | 0 | 0 | 0 | 3392.4568 | -3392.4568 | -4846.3669 | 0 | 8012730.2792 | 8012.7303 | 243424.7173 | 7938.9706
3 | 24 | 4 | 20 | 0 | 0.24 | 0 | 0.49675 | 0 | 0 | 0 | 0.62853 | 0 | 0 | 0 | 0 | 3142.6424 | -3142.6424 | -4489.4892 | 0 | 8008240.79 | 8008.2408 | 243288.3278 | 7934.5225
3 | 24 | 5 | 20.6 | 0 | 0.24 | 0 | 0.45961 | 0 | 0 | 0 | 0.67758 | 0 | 0 | 0 | 0 | 3387.894 | -3387.894 | -4839.8486 | 0 | 8003400.9414 | 8003.4009 | 243141.2944 | 7929.7272
3 | 24 | 6 | 20.6 | 1.6444 | 0.24 | 129.3007 | 0.39517 | 0 | 129.3007 | 0 | 0.80922 | 0 | 0 | 0 | 0 | 4046.0808 | -3916.7801 | -5595.4002 | 0 | 7997805.5413 | 7997.8055 | 242971.3076 | 7924.1833
3 | 24 | 7 | 21.7 | 23.8444 | 0.24 | 1874.8601 | 0.35311 | 0 | 1874.8601 | 0 | 0.7572 | 0 | 0 | 0 | 0 | 3786.0001 | -1911.14 | -2730.2 | 0 | 7995075.3412 | 7995.0753 | 242888.3648 | 7921.4782
3 | 24 | 8 | 22.2 | 144.7151 | 0.24 | 11378.7708 | 0.30441 | 0 | 11378.7708 | 0 | 0.7661 | 0 | 0 | 0 | 0 | 3830.4876 | 7548.2832 | 0 | 5283.7982 | 8000359.1395 | 8000.3591 | 243048.8853 | 7926.7134
3 | 24 | 9 | 22.8 | 274.1299 | 0.24 | 21554.5051 | 0.30872 | 0 | 21554.5051 | 0 | 0.73325 | 0 | 0 | 0 | 0 | 3666.226 | 17888.2791 | 0 | 12521.7954 | 8012880.9349 | 8012.8809 | 243429.2942 | 7939.1199
3 | 24 | 10 | 22.8 | 118.4 | 0.24 | 9309.6499 | 0.30073 | 0 | 9309.6499 | 0 | 0.74625 | 0 | 0 | 0 | 0 | 3731.2462 | 5578.4037 | 0 | 3904.8826 | 8016785.8174 | 8016.7858 | 243547.9236 | 7942.9888
3 | 24 | 11 | 22.2 | 924.4516 | 0.24 | 72688.5238 | 0.23212 | 0 | 72688.5238 | 0 | 0.7645 | 0 | 0 | 0 | 0 | 3822.5026 | 68866.0212 | 0 | 48206.2148 | 8064992.0323 | 8064.992 | 245012.4162 | 7990.7513
3 | 24 | 12 | 17.8 | 961.299 | 0.24 | 75585.7865 | 0.19172 | 0 | 75585.7865 | 0 | 1.0866 | 0 | 0 | 0 | 0 | 5433.1782 | 70152.6083 | 0 | 49106.8258 | 8114098.8581 | 8114.0989 | 246504.2691 | 8039.4061
3 | 24 | 13 | 17.8 | 952.51 | 0.24 | 74894.7189 | 0.16181 | 0 | 74894.7189 | 0 | 2.4183 | 0 | 0 | 0 | 0 | 12091.4735 | 62803.2454 | 0 | 43962.2718 | 8158061.1299 | 8158.0611 | 247839.8318 | 8082.9637
3 | 24 | 14 | 18.9 | 880.7259 | 0.24 | 69250.4224 | 0.16033 | 0 | 69250.4224 | 0 | 4.4257 | 0 | 0 | 0 | 0 | 22128.5373 | 47121.8852 | 0 | 32985.3196 | 8191046.4495 | 8191.0464 | 248841.9175 | 8115.6453
3 | 24 | 15 | 19.4 | 708.0816 | 0.24 | 55675.61 | 0.16172 | 0 | 55675.61 | 0 | 4.8234 | 0 | 0 | 0 | 0 | 24116.7862 | 31558.8238 | 0 | 22091.1767 | 8213137.6261 | 8213.1376 | 249513.0418 | 8137.5332
3 | 24 | 16 | 19.4 | 470.4939 | 0.24 | 36994.374 | 0.17471 | 0 | 36994.374 | 0 | 4.6525 | 0 | 0 | 0 | 0 | 23262.3981 | 13731.9758 | 0 | 9612.3831 | 8222750.0092 | 8222.75 | 249805.0636 | 8147.0571
3 | 24 | 17 | 17.8 | 198.1455 | 0.24 | 15579.9463 | 0.18966 | 0 | 15579.9463 | 0 | 3.8779 | 0 | 0 | 0 | 0 | 19389.7045 | -3809.7581 | -5442.5116 | 0 | 8217307.4976 | 8217.3075 | 249639.7214 | 8141.6646
3 | 24 | 18 | 15.6 | 9.1958 | 0.24 | 723.0561 | 0.19442 | 0 | 723.0561 | 0 | 2.6877 | 0 | 0 | 0 | 0 | 13438.6462 | -12715.5902 | -18165.1288 | 0 | 8199142.3688 | 8199.1424 | 249087.8694 | 8123.6667
3 | 24 | 19 | 13.3 | 0 | 0.24 | 0 | 0.23045 | 0 | 0 | 0 | 1.8701 | 0 | 0 | 0 | 0 | 9350.3593 | -9350.3593 | -13357.6562 | 0 | 8185784.7127 | 8185.7847 | 248682.0672 | 8110.432
3 | 24 | 20 | 12.2 | 0 | 0.24 | 0 | 0.31849 | 0 | 0 | 0 | 1.2924 | 0 | 0 | 0 | 0 | 6462.0941 | -6462.0941 | -9231.563 | 0 | 8176553.1497 | 8176.5531 | 248401.6147 | 8101.2855
3 | 24 | 21 | 11.1 | 0 | 0.24 | 0 | 0.41023 | 0 | 0 | 0 | 0.93789 | 0 | 0 | 0 | 0 | 4689.4385 | -4689.4385 | -6699.1978 | 0 | 8169853.9519 | 8169.854 | 248198.0947 | 8094.6479
3 | 24 | 22 | 10.6 | 0 | 0.24 | 0 | 0.45881 | 0 | 0 | 0 | 0.84572 | 0 | 0 | 0 | 0 | 4228.5936 | -4228.5936 | -6040.848 | 0 | 8163813.1038 | 8163.8131 | 248014.5753 | 8088.6627
3 | 24 | 23 | 10 | 0 | 0.24 | 0 | 0.44972 | 0 | 0 | 0 | 0.85165 | 0 | 0 | 0 | 0 | 4258.252 | -4258.252 | -6083.2171 | 0 | 8157729.8867 | 8157.7299 | 247829.7687 | 8082.6355
3 | 25 | 0 | 8.9 | 0 | 0.24 | 0 | 0.40043 | 0 | 0 | 0 | 0.74374 | 0 | 0 | 0 | 0 | 3718.6985 | -3718.6985 | -5312.4264 | 0 | 8152417.4604 | 8152.4175 | 247668.3785 | 8077.3719
3 | 25 | 1 | 7.8 | 0 | 0.24 | 0 | 0.3248 | 0 | 0 | 0 | 0.77317 | 0 | 0 | 0 | 0 | 3865.8494 | -3865.8494 | -5522.642 | 0 | 8146894.8183 | 8146.8948 | 247500.6021 | 8071.9001
3 | 25 | 2 | 6.7 | 0 | 0.24 | 0 | 0.29557 | 0 | 0 | 0 | 0.6826 | 0 | 0 | 0 | 0 | 3412.9895 | -3412.9895 | -4875.6993 | 0 | 8142019.119 | 8142.0191 | 247352.4796 | 8067.0693
3 | 25 | 3 | 6.7 | 0 | 0.24 | 0 | 0.25615 | 0 | 0 | 0 | 0.68077 | 0 | 0 | 0 | 0 | 3403.8639 | -3403.8639 | -4862.6627 | 0 | 8137156.4564 | 8137.1565 | 247204.7531 | 8062.2514
3 | 25 | 4 | 7.2 | 0 | 0.24 | 0 | 0.2685 | 0 | 0 | 0 | 0.74944 | 0 | 0 | 0 | 0 | 3747.2161 | -3747.2161 | -5353.1658 | 0 | 8131803.2905 | 8131.8033 | 247042.1253 | 8056.9475
3 | 25 | 5 | 7.2 | 0 | 0.24 | 0 | 0.26873 | 0 | 0 | 0 | 0.80853 | 0 | 0 | 0 | 0 | 4042.6587 | -4042.6587 | -5775.2267 | 0 | 8126028.0638 | 8126.0281 | 246866.6754 | 8051.2255
3 | 25 | 6 | 7.2 | 5.5199 | 0.24 | 434.0264 | 0.27255 | 0 | 434.0264 | 0 | 0.78001 | 0 | 0 | 0 | 0 | 3900.0706 | -3466.0442 | -4951.4917 | 0 | 8121076.5721 | 8121.0766 | 246716.2503 | 8046.3196
3 | 25 | 7 | 7.8 | 87.5671 | 0.24 | 6885.2997 | 0.26422 | 0 | 6885.2997 | 0 | 0.68739 | 0 | 0 | 0 | 0 | 3436.9443 | 3448.3554 | 0 | 2413.8488 | 8123490.4208 | 8123.4904 | 246789.5824 | 8048.7112
3 | 25 | 8 | 9.4 | 220.6439 | 0.24 | 17348.9688 | 0.20513 | 0 | 17348.9688 | 0 | 0.68351 | 0 | 0 | 0 | 0 | 3417.5523 | 13931.4165 | 0 | 9751.9915 | 8133242.4124 | 8133.2424 | 247085.8454 | 8058.3734
3 | 25 | 9 | 11.7 | 170.3873 | 0.24 | 13397.3451 | 0.19466 | 0 | 13397.3451 | 0 | 0.72321 | 0 | 0 | 0 | 0 | 3616.035 | 9781.3101 | 0 | 6846.9171 | 8140089.3294 | 8140.0893 | 247293.853 | 8065.1573
3 | 25 | 10 | 13.9 | 180.1377 | 0.24 | 14164.0136 | 0.22269 | 0 | 14164.0136 | 0 | 0.68716 | 0 | 0 | 0 | 0 | 3435.8036 | 10728.21 | 0 | 7509.747 | 8147599.0764 | 8147.5991 | 247521.9973 | 8072.5979
3 | 25 | 11 | 15.6 | 132.3778 | 0.24 | 10408.7058 | 0.24044 | 0 | 10408.7058 | 0 | 0.70952 | 0 | 0 | 0 | 0 | 3547.5927 | 6861.1131 | 0 | 4802.7792 | 8152401.8556 | 8152.4019 | 247667.9045 | 8077.3565
3 | 25 | 12 | 16.7 | 131.5556 | 0.24 | 10344.0555 | 0.25053 | 0 | 10344.0555 | 0 | 0.92876 | 0 | 0 | 0 | 0 | 4643.8103 | 5700.2452 | 0 | 3990.1716 | 8156392.0272 | 8156.392 | 247789.1249 | 8081.3099
3 | 25 | 13 | 17.2 | 121.6889 | 0.24 | 9568.2513 | 0.25736 | 0 | 9568.2513 | 0 | 1.4455 | 0 | 0 | 0 | 0 | 7227.5072 | 2340.7441 | 0 | 1638.5209 | 8158030.5481 | 8158.0305 | 247838.9027 | 8082.9334
3 | 25 | 14 | 18.3 | 108.5333 | 0.24 | 8533.8458 | 0.26312 | 0 | 8533.8458 | 0 | 3.0005 | 0 | 0 | 0 | 0 | 15002.5528 | -6468.7071 | -9241.0101 | 0 | 8148789.538 | 8148.7895 | 247558.1632 | 8073.7774
3 | 25 | 15 | 19.4 | 87.9778 | 0.24 | 6917.5871 | 0.28944 | 0 | 6917.5871 | 0 | 4.1382 | 0 | 0 | 0 | 0 | 20691.2489 | -13773.6618 | -19676.6598 | 0 | 8129112.8783 | 8129.1129 | 246960.3912 | 8054.2819
3 | 25 | 16 | 19.4 | 60.8444 | 0.24 | 4784.1257 | 0.31399 | 0 | 4784.1257 | 0 | 4.5571 | 0 | 0 | 0 | 0 | 22785.5834 | -18001.4577 | -25716.3682 | 0 | 8103396.51 | 8103.3965 | 246179.1345 | 8028.8022
3 | 25 | 17 | 18.9 | 30.4222 | 0.24 | 2392.0628 | 0.34068 | 0 | 2392.0628 | 0 | 4.0313 | 0 | 0 | 0 | 0 | 20156.2583 | -17764.1954 | -25377.422 | 0 | 8078019.088 | 8078.0191 | 245408.1748 | 8003.6584
3 | 25 | 18 | 17.8 | 10.7761 | 0.24 | 847.3084 | 0.33004 | 0 | 847.3084 | 0 | 2.6063 | 0 | 0 | 0 | 0 | 13031.4145 | -12184.1061 | -17405.8659 | 0 | 8060613.2221 | 8060.6132 | 244879.389 | 7986.4128
3 | 25 | 19 | 16.7 | 0 | 0.24 | 0 | 0.3267 | 0 | 0 | 0 | 1.2598 | 0 | 0 | 0 | 0 | 6298.9733 | -6298.9733 | -8998.5333 | 0 | 8051614.6888 | 8051.6147 | 244606.0159 | 7977.4971
3 | 25 | 20 | 16.1 | 0 | 0.24 | 0 | 0.38714 | 0 | 0 | 0 | 0.93378 | 0 | 0 | 0 | 0 | 4668.9058 | -4668.9058 | -6669.8654 | 0 | 8044944.8234 | 8044.9448 | 244403.387 | 7970.8886
3 | 25 | 21 | 16.1 | 0 | 0.24 | 0 | 0.44914 | 0 | 0 | 0 | 0.93127 | 0 | 0 | 0 | 0 | 4656.358 | -4656.358 | -6651.94 | 0 | 8038292.8834 | 8038.2929 | 244201.3028 | 7964.2979
3 | 25 | 22 | 17.2 | 0 | 0.24 | 0 | 0.50403 | 0 | 0 | 0 | 0.94861 | 0 | 0 | 0 | 0 | 4743.0516 | -4743.0516 | -6775.788 | 0 | 8031517.0954 | 8031.5171 | 243995.4561 | 7957.5845
3 | 25 | 23 | 16.7 | 0 | 0.24 | 0 | 0.53345 | 0 | 0 | 0 | 0.84344 | 0 | 0 | 0 | 0 | 4217.1866 | -4217.1866 | -6024.5522 | 0 | 8025492.5432 | 8025.4925 | 243812.4317 | 7951.6154
3 | 26 | 0 | 15.6 | 0 | 0.24 | 0 | 0.53254 | 0 | 0 | 0 | 0.74762 | 0 | 0 | 0 | 0 | 3738.0905 | -3738.0905 | -5340.1292 | 0 | 8020152.4139 | 8020.1524 | 243650.1999 | 7946.3244
3 | 26 | 1 | 15.6 | 0 | 0.24 | 0 | 0.51425 | 0 | 0 | 0 | 0.69743 | 0 | 0 | 0 | 0 | 3487.1353 | -3487.1353 | -4981.6219 | 0 | 8015170.792 | 8015.1708 | 243498.8595 | 7941.3887
3 | 26 | 2 | 15.6 | 0 | 0.24 | 0 | 0.49398 | 0 | 0 | 0 | 0.68899 | 0 | 0 | 0 | 0 | 3444.9293 | -3444.9293 | -4921.3275 | 0 | 8010249.4645 | 8010.2495 | 243349.3508 | 7936.5126
3 | 26 | 3 | 16.1 | 0 | 0.24 | 0 | 0.47111 | 0 | 0 | 0 | 0.68465 | 0 | 0 | 0 | 0 | 3423.2559 | -3423.2559 | -4890.3655 | 0 | 8005359.099 | 8005.3591 | 243200.7828 | 7931.6673
3 | 26 | 4 | 16.7 | 0 | 0.24 | 0 | 0.44511 | 0 | 0 | 0 | 0.82724 | 0 | 0 | 0 | 0 | 4136.1965 | -4136.1965 | -5908.8522 | 0 | 7999450.2468 | 7999.4502 | 243021.2733 | 7925.8128
3 | 26 | 5 | 16.7 | 0 | 0.24 | 0 | 0.4172 | 0 | 0 | 0 | 0.95979 | 0 | 0 | 0 | 0 | 4798.9462 | -4798.9462 | -6855.6374 | 0 | 7992594.6095 | 7992.5946 | 242813.0008 | 7919.0203
3 | 26 | 6 | 16.1 | 4.1111 | 0.24 | 323.2517 | 0.38376 | 0 | 323.2517 | 0 | 1.0898 | 0 | 0 | 0 | 0 | 5449.148 | -5125.8963 | -7322.709 | 0 | 7985271.9005 | 7985.2719 | 242590.5387 | 7911.765
3 | 26 | 7 | 15.6 | 54.2667 | 0.24 | 4266.9229 | 0.35374 | 0 | 4266.9229 | 0 | 1.1108 | 0 | 0 | 0 | 0 | 5554.0929 | -1287.17 | -1838.8143 | 0 | 7983433.0862 | 7983.4331 | 242534.676 | 7909.9431
3 | 26 | 8 | 16.1 | 92.9111 | 0.24 | 7305.4892 | 0.32094 | 0 | 7305.4892 | 0 | 1.164 | 0 | 0 | 0 | 0 | 5819.8772 | 1485.612 | 0 | 1039.9284 | 7984473.0146 | 7984.473 | 242566.2688 | 7910.9735
3 | 26 | 9 | 16.7 | 135.6667 | 0.24 | 10667.3072 | 0.31201 | 0 | 10667.3072 | 0 | 1.3422 | 0 | 0 | 0 | 0 | 6710.7678 | 3956.5394 | 0 | 2769.5776 | 7987242.5921 | 7987.2426 | 242650.4079 | 7913.7176
3 | 26 | 10 | 18.3 | 130.7333 | 0.24 | 10279.4051 | 0.30866 | 0 | 10279.4051 | 0 | 2.5942 | 0 | 0 | 0 | 0 | 12970.9571 | -2691.552 | -3845.0743 | 0 | 7983397.5178 | 7983.3975 | 242533.5955 | 7909.9079
3 | 26 | 11 | 20 | 159.5111 | 0.24 | 12542.1673 | 0.32179 | 0 | 12542.1673 | 0 | 4.7077 | 0 | 0 | 0 | 0 | 23538.4487 | -10996.2815 | -15708.9735 | 0 | 7967688.5443 | 7967.6885 | 242056.3608 | 7894.3435
3 | 26 | 12 | 21.1 | 151.2889 | 0.24 | 11895.6638 | 0.32513 | 0 | 11895.6638 | 0 | 5.4117 | 0 | 0 | 0 | 0 | 27058.6645 | -15163.0007 | -21661.4296 | 0 | 7946027.1147 | 7946.0271 | 241398.2921 | 7872.8815
3 | 26 | 13 | 22.2 | 143.8889 | 0.24 | 11313.8107 | 0.33562 | 0 | 11313.8107 | 0 | 5.1163 | 0 | 0 | 0 | 0 | 25581.4515 | -14267.6408 | -20382.344 | 0 | 7925644.7706 | 7925.6448 | 240779.0816 | 7852.6868
3 | 26 | 14 | 22.8 | 166.1412 | 0.24 | 13063.4812 | 0.34333 | 0 | 13063.4812 | 0 | 4.4403 | 0 | 0 | 0 | 0 | 22201.5424 | -9138.0612 | -13054.3731 | 0 | 7912590.3975 | 7912.5904 | 240382.4931 | 7839.7526
3 | 26 | 15 | 22.8 | 199.8841 | 0.24 | 15716.6487 | 0.34567 | 0 | 15716.6487 | 0 | 4.5053 | 0 | 0 | 0 | 0 | 22526.6434 | -6809.9947 | -9728.5639 | 0 | 7902861.8337 | 7902.8618 | 240086.9418 | 7830.1136
3 | 26 | 16 | 18.3 | 450.3983 | 0.24 | 35414.2767 | 0.35777 | 0 | 35414.2767 | 0 | 4.7047 | 0 | 0 | 0 | 0 | 23523.6196 | 11890.6571 | 0 | 8323.46 | 7911185.2936 | 7911.1853 | 240339.8064 | 7838.3604
3 | 26 | 17 | 20 | 204.6686 | 0.24 | 16092.85 | 0.38277 | 0 | 16092.85 | 0 | 4.4004 | 0 | 0 | 0 | 0 | 22001.919 | -5909.069 | -8441.5272 | 0 | 7902743.7665 | 7902.7438 | 240083.3549 | 7829.9966
3 | 26 | 18 | 19.4 | 13.5695 | 0.24 | 1066.9532 | 0.41635 | 0 | 1066.9532 | 0 | 2.9998 | 0 | 0 | 0 | 0 | 14999.1307 | -13932.1775 | -19903.1107 | 0 | 7882840.6558 | 7882.8407 | 239478.7035 | 7810.2767
3 | 26 | 19 | 17.8 | 0 | 0.24 | 0 | 0.40276 | 0 | 0 | 0 | 1.6568 | 0 | 0 | 0 | 0 | 8283.8001 | -8283.8001 | -11834.0001 | 0 | 7871006.6557 | 7871.0067 | 239119.1895 | 7798.5516
3 | 26 | 20 | 18.3 | 0 | 0.24 | 0 | 0.44098 | 0 | 0 | 0 | 1.3346 | 0 | 0 | 0 | 0 | 6673.1246 | -6673.1246 | -9533.0351 | 0 | 7861473.6206 | 7861.4736 | 238829.5783 | 7789.1063
3 | 26 | 21 | 16.7 | 0 | 0.24 | 0 | 0.4876 | 0 | 0 | 0 | 1.3264 | 0 | 0 | 0 | 0 | 6632.0592 | -6632.0592 | -9474.3702 | 0 | 7851999.2504 | 7851.9993 | 238541.7494 | 7779.7192
3 | 26 | 22 | 15 | 0 | 0.24 | 0 | 0.52086 | 0 | 0 | 0 | 1.3319 | 0 | 0 | 0 | 0 | 6659.4361 | -6659.4361 | -9513.4801 | 0 | 7842485.7702 | 7842.4858 | 238252.7323 | 7770.2933
3 | 26 | 23 | 14.4 | 0 | 0.24 | 0 | 0.52335 | 0 | 0 | 0 | 1.2007 | 0 | 0 | 0 | 0 | 6003.5307 | -6003.5307 | -8576.4724 | 0 | 7833909.2978 | 7833.9093 | 237992.1812 | 7761.7957
3 | 27 | 0 | 13.3 | 0 | 0.24 | 0 | 0.53111 | 0 | 0 | 0 | 0.968 | 0 | 0 | 0 | 0 | 4840.0115 | -4840.0115 | -6914.3022 | 0 | 7826994.9956 | 7826.995 | 237782.1264 | 7754.9451
3 | 27 | 1 | 13.3 | 0 | 0.24 | 0 | 0.52143 | 0 | 0 | 0 | 0.76131 | 0 | 0 | 0 | 0 | 3806.5328 | -3806.5328 | -5437.9039 | 0 | 7821557.0917 | 7821.5571 | 237616.9243 | 7749.5572
3 | 27 | 2 | 11.7 | 0 | 0.24 | 0 | 0.4768 | 0 | 0 | 0 | 0.70655 | 0 | 0 | 0 | 0 | 3532.7635 | -3532.7635 | -5046.8051 | 0 | 7816510.2866 | 7816.5103 | 237463.6036 | 7744.5569
3 | 27 | 3 | 11.1 | 0 | 0.24 | 0 | 0.46122 | 0 | 0 | 0 | 0.72845 | 0 | 0 | 0 | 0 | 3642.2712 | -3642.2712 | -5203.2446 | 0 | 7811307.042 | 7811.307 | 237305.5304 | 7739.4016
3 | 27 | 4 | 10.6 | 0 | 0.24 | 0 | 0.4772 | 0 | 0 | 0 | 0.69857 | 0 | 0 | 0 | 0 | 3492.8389 | -3492.8389 | -4989.7698 | 0 | 7806317.2722 | 7806.3173 | 237153.9424 | 7734.4577
3 | 27 | 5 | 10 | 0 | 0.24 | 0 | 0.52633 | 0 | 0 | 0 | 0.6737 | 0 | 0 | 0 | 0 | 3368.502 | -3368.502 | -4812.1457 | 0 | 7801505.1265 | 7801.5051 | 237007.7507 | 7729.6899
3 | 27 | 6 | 10 | 2.4667 | 0.24 | 193.951 | 0.52267 | 0 | 193.951 | 0 | 0.71499 | 0 | 0 | 0 | 0 | 3574.9696 | -3381.0186 | -4830.0266 | 0 | 7796675.0999 | 7796.6751 | 236861.0157 | 7724.9043
3 | 27 | 7 | 10.6 | 28.7778 | 0.24 | 2262.7621 | 0.51272 | 0 | 2262.7621 | 0 | 0.7264 | 0 | 0 | 0 | 0 | 3632.0049 | -1369.2427 | -1956.0611 | 0 | 7794719.0388 | 7794.719 | 236801.5911 | 7722.9662
3 | 27 | 8 | 11.1 | 67.4222 | 0.24 | 5301.3284 | 0.48212 | 0 | 5301.3284 | 0 | 0.90869 | 0 | 0 | 0 | 0 | 4543.4282 | 757.9002 | 0 | 530.5301 | 7795249.569 | 7795.2496 | 236817.7084 | 7723.4919
3 | 27 | 9 | 12.2 | 241.9729 | 0.24 | 19026.0374 | 0.51719 | 0 | 19026.0374 | 0 | 0.88382 | 0 | 0 | 0 | 0 | 4419.0914 | 14606.946 | 0 | 10224.8622 | 7805474.4312 | 7805.4744 | 237128.3372 | 7733.6226
3 | 27 | 10 | 13.3 | 120.8667 | 0.24 | 9503.601 | 0.53141 | 0 | 9503.601 | 0 | 0.77636 | 0 | 0 | 0 | 0 | 3881.8193 | 5621.7817 | 0 | 3935.2472 | 7809409.6784 | 7809.4097 | 237247.889 | 7737.5217
3 | 27 | 11 | 13.3 | 133.2 | 0.24 | 10473.3562 | 0.53163 | 0 | 10473.3562 | 0 | 0.86694 | 0 | 0 | 0 | 0 | 4334.6792 | 6138.677 | 0 | 4297.0739 | 7813706.7523 | 7813.7068 | 237378.433 | 7741.7792
3 | 27 | 12 | 14.4 | 271.5252 | 0.24 | 21349.6981 | 0.55973 | 0 | 21349.6981 | 0 | 1.1872 | 0 | 0 | 0 | 0 | 5936.2291 | 15413.469 | 0 | 10789.4283 | 7824496.1806 | 7824.4962 | 237706.2131 | 7752.4693
3 | 27 | 13 | 13.9 | 236.7759 | 0.24 | 18617.4031 | 0.56099 | 0 | 18617.4031 | 0 | 1.5872 | 0 | 0 | 0 | 0 | 7935.885 | 10681.5181 | 0 | 7477.0626 | 7831973.2432 | 7831.9732 | 237933.3644 | 7759.8775
3 | 27 | 14 | 13.9 | 357.6897 | 0.24 | 28124.7117 | 0.58921 | 0 | 28124.7117 | 0 | 3.1981 | 0 | 0 | 0 | 0 | 15990.4034 | 12134.3083 | 0 | 8494.0158 | 7840467.259 | 7840.4673 | 238191.4104 | 7768.2933
3 | 27 | 15 | 13.3 | 231.4978 | 0.24 | 18202.392 | 0.60467 | 0 | 18202.392 | 0 | 4.4939 | 0 | 0 | 0 | 0 | 22469.6081 | -4267.2161 | -6096.023 | 0 | 7834371.236 | 7834.3712 | 238006.2148 | 7762.2534
3 | 27 | 16 | 13.9 | 198.4041 | 0.24 | 15600.2798 | 0.62839 | 0 | 15600.2798 | 0 | 4.9577 | 0 | 0 | 0 | 0 | 24788.6615 | -9188.3816 | -13126.2595 | 0 | 7821244.9765 | 7821.245 | 237607.4423 | 7749.248
3 | 27 | 17 | 11.7 | 101.4185 | 0.24 | 7974.4156 | 0.65128 | 0 | 7974.4156 | 0 | 4.2662 | 0 | 0 | 0 | 0 | 21331.1845 | -13356.7688 | -19081.0983 | 0 | 7802163.8782 | 7802.1639 | 237027.7634 | 7730.3426
3 | 27 | 18 | 11.1 | 5.7556 | 0.24 | 452.5524 | 0.62211 | 0 | 452.5524 | 0 | 2.795 | 0 | 0 | 0 | 0 | 13974.7776 | -13522.2252 | -19317.4645 | 0 | 7782846.4137 | 7782.8464 | 236440.9037 | 7711.2029
3 | 27 | 19 | 10.6 | 0 | 0.24 | 0 | 0.61934 | 0 | 0 | 0 | 1.3018 | 0 | 0 | 0 | 0 | 6508.863 | -6508.863 | -9298.3757 | 0 | 7773548.038 | 7773.548 | 236158.4214 | 7701.9901
3 | 27 | 20 | 10 | 0 | 0.24 | 0 | 0.60833 | 0 | 0 | 0 | 0.91279 | 0 | 0 | 0 | 0 | 4563.9609 | -4563.9609 | -6519.9442 | 0 | 7767028.0938 | 7767.0281 | 235960.3472 | 7695.5302
3 | 27 | 21 | 8.3 | 0 | 0.24 | 0 | 0.60887 | 0 | 0 | 0 | 0.95409 | 0 | 0 | 0 | 0 | 4770.4285 | -4770.4285 | -6814.8979 | 0 | 7760213.1959 | 7760.2132 | 235753.3123 | 7688.778
3 | 27 | 22 | 6.7 | 0 | 0.24 | 0 | 0.5666 | 0 | 0 | 0 | 0.98785 | 0 | 0 | 0 | 0 | 4939.2529 | -4939.2529 | -7056.0755 | 0 | 7753157.1204 | 7753.1571 | 235538.9505 | 7681.7869
3 | 27 | 23 | 8.3 | 0 | 0.24 | 0 | 0.54565 | 0 | 0 | 0 | 0.88062 | 0 | 0 | 0 | 0 | 4403.1215 | -4403.1215 | -6290.1736 | 0 | 7746866.9468 | 7746.8669 | 235347.8566 | 7675.5546
3 | 28 | 0 | 7.8 | 0 | 0.24 | 0 | 0.53356 | 0 | 0 | 0 | 0.76747 | 0 | 0 | 0 | 0 | 3837.3318 | -3837.3318 | -5481.9026 | 0 | 7741385.0442 | 7741.385 | 235181.3178 | 7670.1232
3 | 28 | 1 | 7.8 | 0 | 0.24 | 0 | 0.49575 | 0 | 0 | 0 | 0.75994 | 0 | 0 | 0 | 0 | 3799.6885 | -3799.6885 | -5428.1265 | 0 | 7735956.9178 | 7735.9569 | 235016.4127 | 7664.745
3 | 28 | 2 | 7.2 | 0 | 0.24 | 0 | 0.47704 | 0 | 0 | 0 | 0.75515 | 0 | 0 | 0 | 0 | 3775.7337 | -3775.7337 | -5393.9053 | 0 | 7730563.0125 | 7730.563 | 234852.5472 | 7659.4008
3 | 28 | 3 | 6.1 | 0 | 0.24 | 0 | 0.43819 | 0 | 0 | 0 | 0.71773 | 0 | 0 | 0 | 0 | 3588.6581 | -3588.6581 | -5126.6544 | 0 | 7725436.358 | 7725.4364 | 234696.8008 | 7654.3213
3 | 28 | 4 | 6.1 | 0 | 0.24 | 0 | 0.40732 | 0 | 0 | 0 | 0.71134 | 0 | 0 | 0 | 0 | 3556.7183 | -3556.7183 | -5081.0262 | 0 | 7720355.3318 | 7720.3553 | 234542.4405 | 7649.2871
3 | 28 | 5 | 5.6 | 0 | 0.24 | 0 | 0.40571 | 0 | 0 | 0 | 0.72344 | 0 | 0 | 0 | 0 | 3617.1757 | -3617.1757 | -5167.3939 | 0 | 7715187.9379 | 7715.1879 | 234385.4563 | 7644.1673
3 | 28 | 6 | 5 | 4.1111 | 0.24 | 323.2517 | 0.39602 | 0 | 323.2517 | 0 | 0.73507 | 0 | 0 | 0 | 0 | 3675.3517 | -3352.0999 | -4788.7142 | 0 | 7710399.2237 | 7710.3992 | 234239.9764 | 7639.4226
3 | 28 | 7 | 6.7 | 53.4444 | 0.24 | 4202.2725 | 0.389 | 0 | 4202.2725 | 0 | 0.7499 | 0 | 0 | 0 | 0 | 3749.4975 | 452.775 | 0 | 316.9425 | 7710716.1663 | 7710.7162 | 234249.6051 | 7639.7366
3 | 28 | 8 | 8.3 | 70.7111 | 0.24 | 5559.9298 | 0.3641 | 0 | 5559.9298 | 0 | 0.82405 | 0 | 0 | 0 | 0 | 4120.2266 | 1439.7032 | 0 | 1007.7922 | 7711723.9585 | 7711.724 | 234280.2215 | 7640.7352
3 | 28 | 9 | 9.4 | 156.9199 | 0.24 | 12338.4222 | 0.39952 | 0 | 12338.4222 | 0 | 0.77773 | 0 | 0 | 0 | 0 | 3888.6635 | 8449.7586 | 0 | 5914.831 | 7717638.7895 | 7717.6388 | 234459.9126 | 7646.5955
3 | 28 | 10 | 11.1 | 225.1379 | 0.24 | 17702.3192 | 0.40886 | 0 | 17702.3192 | 0 | 0.70838 | 0 | 0 | 0 | 0 | 3541.8892 | 14160.43 | 0 | 9912.301 | 7727551.0905 | 7727.5511 | 234761.0458 | 7656.4166
3 | 28 | 11 | 11.7 | 646.3173 | 0.24 | 50819.1532 | 0.40446 | 0 | 50819.1532 | 0 | 0.79667 | 0 | 0 | 0 | 0 | 3983.342 | 46835.8111 | 0 | 32785.0678 | 7760336.1583 | 7760.3362 | 235757.0478 | 7688.8999
3 | 28 | 12 | 12.2 | 987.1366 | 0.24 | 77617.3654 | 0.40816 | 0 | 77617.3654 | 0 | 0.93173 | 0 | 0 | 0 | 0 | 4658.6394 | 72958.7259 | 0 | 51071.1082 | 7811407.2665 | 7811.4073 | 237308.5752 | 7739.5009
3 | 28 | 13 | 13.3 | 757.8037 | 0.24 | 59585.1993 | 0.39542 | 0 | 59585.1993 | 0 | 1.4909 | 0 | 0 | 0 | 0 | 7454.5075 | 52130.6918 | 0 | 36491.4843 | 7847898.7508 | 7847.8988 | 238417.1772 | 7775.6564
3 | 28 | 14 | 14.4 | 538.5549 | 0.24 | 42345.9223 | 0.38663 | 0 | 42345.9223 | 0 | 3.1561 | 0 | 0 | 0 | 0 | 15780.5137 | 26565.4086 | 0 | 18595.786 | 7866494.5368 | 7866.4945 | 238982.1125 | 7794.081
3 | 28 | 15 | 13.9 | 610.4742 | 0.24 | 48000.8524 | 0.38182 | 0 | 48000.8524 | 0 | 4.48 | 0 | 0 | 0 | 0 | 22400.0251 | 25600.8273 | 0 | 17920.5791 | 7884415.1159 | 7884.4151 | 239526.5352 | 7811.8366
3 | 28 | 16 | 14.4 | 450.5702 | 0.24 | 35427.7944 | 0.38877 | 0 | 35427.7944 | 0 | 4.9347 | 0 | 0 | 0 | 0 | 24673.4503 | 10754.3441 | 0 | 7528.0409 | 7891943.1568 | 7891.9432 | 239755.2351 | 7819.2954
3 | 28 | 17 | 14.4 | 101.3748 | 0.24 | 7970.9764 | 0.39702 | 0 | 7970.9764 | 0 | 4.3837 | 0 | 0 | 0 | 0 | 21918.6476 | -13947.6712 | -19925.2445 | 0 | 7872017.9123 | 7872.0179 | 239149.9113 | 7799.5536
3 | 28 | 18 | 12.8 | 14.8442 | 0.24 | 1167.1842 | 0.44263 | 0 | 1167.1842 | 0 | 3.269 | 0 | 0 | 0 | 0 | 16345.1627 | -15177.9784 | -21682.8264 | 0 | 7850335.0859 | 7850.3351 | 238491.1925 | 7778.0703
3 | 28 | 19 | 9.4 | 0 | 0.24 | 0 | 0.43302 | 0 | 0 | 0 | 1.6686 | 0 | 0 | 0 | 0 | 8343.1167 | -8343.1167 | -11918.7382 | 0 | 7838416.3477 | 7838.4163 | 238129.1042 | 7766.2613
3 | 28 | 20 | 8.9 | 0 | 0.24 | 0 | 0.4667 | 0 | 0 | 0 | 1.206 | 0 | 0 | 0 | 0 | 6029.7669 | -6029.7669 | -8613.9527 | 0 | 7829802.395 | 7829.8024 | 237867.4145 | 7757.7266
3 | 28 | 21 | 8.9 | 0 | 0.24 | 0 | 0.47778 | 0 | 0 | 0 | 1.1813 | 0 | 0 | 0 | 0 | 5906.5708 | -5906.5708 | -8437.9582 | 0 | 7821364.4368 | 7821.3644 | 237611.0715 | 7749.3664
3 | 28 | 22 | 8.9 | 0 | 0.24 | 0 | 0.49075 | 0 | 0 | 0 | 1.2201 | 0 | 0 | 0 | 0 | 6100.4906 | -6100.4906 | -8714.9866 | 0 | 7812649.4502 | 7812.6495 | 237346.3124 | 7740.7316
3 | 28 | 23 | 7.2 | 0 | 0.24 | 0 | 0.51877 | 0 | 0 | 0 | 1.2078 | 0 | 0 | 0 | 0 | 6038.8925 | -6038.8925 | -8626.9893 | 0 | 7804022.4608 | 7804.0225 | 237084.2267 | 7732.184
3 | 29 | 0 | 6.1 | 0 | 0.24 | 0 | 0.49533 | 0 | 0 | 0 | 1.1129 | 0 | 0 | 0 | 0 | 5564.3592 | -5564.3592 | -7949.0846 | 0 | 7796073.3762 | 7796.0734 | 236842.7355 | 7724.3081
3 | 29 | 1 | 6.1 | 0 | 0.24 | 0 | 0.46725 | 0 | 0 | 0 | 1.0618 | 0 | 0 | 0 | 0 | 5308.8413 | -5308.8413 | -7584.059 | 0 | 7788489.3172 | 7788.4893 | 236612.3337 | 7716.7939
3 | 29 | 2 | 6.7 | 0 | 0.24 | 0 | 0.49108 | 0 | 0 | 0 | 1.0207 | 0 | 0 | 0 | 0 | 5103.5144 | -5103.5144 | -7290.7349 | 0 | 7781198.5823 | 7781.1986 | 236390.843 | 7709.5703
3 | 29 | 3 | 6.7 | 0 | 0.24 | 0 | 0.50046 | 0 | 0 | 0 | 0.99789 | 0 | 0 | 0 | 0 | 4989.4439 | -4989.4439 | -7127.777 | 0 | 7774070.8053 | 7774.0708 | 236174.3029 | 7702.5081
3 | 29 | 4 | 7.2 | 0 | 0.24 | 0 | 0.50451 | 0 | 0 | 0 | 0.8642 | 0 | 0 | 0 | 0 | 4320.9907 | -4320.9907 | -6172.8439 | 0 | 7767897.9614 | 7767.898 | 235986.7735 | 7696.3921
3 | 29 | 5 | 6.7 | 0 | 0.24 | 0 | 0.52179 | 0 | 0 | 0 | 0.7702 | 0 | 0 | 0 | 0 | 3851.0203 | -3851.0203 | -5501.4575 | 0 | 7762396.5039 | 7762.3965 | 235819.6406 | 7690.9413
3 | 29 | 6 | 6.7 | 10.6401 | 0.24 | 836.6218 | 0.5057 | 0 | 836.6218 | 0 | 0.78458 | 0 | 0 | 0 | 0 | 3922.8847 | -3086.2629 | -4408.9469 | 0 | 7757987.557 | 7757.9876 | 235685.6979 | 7686.5729
3 | 29 | 7 | 10 | 167.9302 | 0.24 | 13204.1508 | 0.46323 | 0 | 13204.1508 | 0 | 0.72731 | 0 | 0 | 0 | 0 | 3636.5677 | 9567.583 | 0 | 6697.3081 | 7764684.8651 | 7764.6849 | 235889.1605 | 7693.2085
3 | 29 | 8 | 12.8 | 440.8304 | 0.24 | 34661.9687 | 0.41357 | 0 | 34661.9687 | 0 | 0.75834 | 0 | 0 | 0 | 0 | 3791.7036 | 30870.2651 | 0 | 21609.1856 | 7786294.0507 | 7786.2941 | 236545.642 | 7714.6188
3 | 29 | 9 | 15.6 | 685.5211 | 0.24 | 53901.7017 | 0.44765 | 0 | 53901.7017 | 0 | 0.728 | 0 | 0 | 0 | 0 | 3639.9898 | 50261.7118 | 0 | 35183.1983 | 7821477.249 | 7821.4772 | 237614.4987 | 7749.4781
3 | 29 | 10 | 17.8 | 874.8281 | 0.24 | 68786.6803 | 0.41077 | 0 | 68786.6803 | 0 | 0.73074 | 0 | 0 | 0 | 0 | 3653.6783 | 65133.002 | 0 | 45593.1014 | 7867070.3504 | 7867.0704 | 238999.6056 | 7794.6515
3 | 29 | 11 | 19.4 | 998.1851 | 0.24 | 78486.0936 | 0.35659 | 0 | 78486.0936 | 0 | 0.73963 | 0 | 0 | 0 | 0 | 3698.1658 | 74787.9278 | 0 | 52351.5495 | 7919421.8999 | 7919.4219 | 240590.0324 | 7846.5212
3 | 29 | 12 | 21.1 | 1043.2854 | 0.24 | 82032.2781 | 0.29863 | 0 | 82032.2781 | 0 | 0.91142 | 0 | 0 | 0 | 0 | 4557.1167 | 77475.1615 | 0 | 54232.613 | 7973654.5129 | 7973.6545 | 242237.6055 | 7900.2546
3 | 29 | 13 | 22.2 | 1006.6488 | 0.24 | 79151.5856 | 0.25863 | 0 | 79151.5856 | 0 | 1.5831 | 0 | 0 | 0 | 0 | 7915.3524 | 71236.2332 | 0 | 49865.3632 | 8023519.8762 | 8023.5199 | 243752.5026 | 7949.6609
3 | 29 | 14 | 23.3 | 890.2235 | 0.24 | 69997.2036 | 0.22042 | 0 | 69997.2036 | 0 | 3.1766 | 0 | 0 | 0 | 0 | 15883.1771 | 54114.0265 | 0 | 37879.8185 | 8061399.6947 | 8061.3997 | 244903.2819 | 7987.192
3 | 29 | 15 | 23.3 | 706.4618 | 0.24 | 55548.2461 | 0.19758 | 0 | 55548.2461 | 0 | 4.4189 | 0 | 0 | 0 | 0 | 22094.3161 | 33453.9299 | 0 | 23417.751 | 8084817.4457 | 8084.8174 | 245614.7072 | 8010.3942
3 | 29 | 16 | 22.8 | 466.5263 | 0.24 | 36682.4013 | 0.21268 | 0 | 36682.4013 | 0 | 4.9146 | 0 | 0 | 0 | 0 | 24573.0682 | 12109.3331 | 0 | 8476.5332 | 8093293.9788 | 8093.294 | 245872.2221 | 8018.7927
3 | 29 | 17 | 21.7 | 218.4411 | 0.24 | 17175.7623 | 0.22792 | 0 | 17175.7623 | 0 | 4.3283 | 0 | 0 | 0 | 0 | 21641.4562 | -4465.694 | -6379.5628 | 0 | 8086914.416 | 8086.9144 | 245678.4126 | 8012.4719
3 | 29 | 18 | 18.9 | 15.9046 | 0.24 | 1250.5583 | 0.24294 | 0 | 1250.5583 | 0 | 3.0035 | 0 | 0 | 0 | 0 | 15017.382 | -13766.8237 | -19666.891 | 0 | 8067247.525 | 8067.2475 | 245080.9375 | 7992.986
3 | 29 | 19 | 15 | 0 | 0.24 | 0 | 0.26757 | 0 | 0 | 0 | 1.3882 | 0 | 0 | 0 | 0 | 6941.1902 | -6941.1902 | -9915.9861 | 0 | 8057331.539 | 8057.3315 | 244779.6923 | 7983.1613
3 | 29 | 20 | 15 | 0 | 0.24 | 0 | 0.32089 | 0 | 0 | 0 | 0.87332 | 0 | 0 | 0 | 0 | 4366.6189 | -4366.6189 | -6238.0271 | 0 | 8051093.5119 | 8051.0935 | 244590.1826 | 7976.9807
3 | 29 | 21 | 13.3 | 0 | 0.24 | 0 | 0.39814 | 0 | 0 | 0 | 0.89773 | 0 | 0 | 0 | 0 | 4488.6744 | -4488.6744 | -6412.392 | 0 | 8044681.12 | 8044.6811 | 244395.3758 | 7970.6273
3 | 29 | 22 | 13.3 | 0 | 0.24 | 0 | 0.49256 | 0 | 0 | 0 | 0.92694 | 0 | 0 | 0 | 0 | 4634.6846 | -4634.6846 | -6620.978 | 0 | 8038060.1419 | 8038.0601 | 244194.2322 | 7964.0673
3 | 29 | 23 | 12.2 | 0 | 0.24 | 0 | 0.50412 | 0 | 0 | 0 | 0.89979 | 0 | 0 | 0 | 0 | 4498.9407 | -4498.9407 | -6427.0582 | 0 | 8031633.0838 | 8031.6331 | 243998.9798 | 7957.6994
3 | 30 | 0 | 11.7 | 0 | 0.24 | 0 | 0.46644 | 0 | 0 | 0 | 0.7369 | 0 | 0 | 0 | 0 | 3684.4773 | -3684.4773 | -5263.539 | 0 | 8026369.5447 | 8026.3695 | 243839.0748 | 7952.4843
3 | 30 | 1 | 10.6 | 0 | 0.24 | 0 | 0.44488 | 0 | 0 | 0 | 0.75994 | 0 | 0 | 0 | 0 | 3799.6885 | -3799.6885 | -5428.1265 | 0 | 8020941.4183 | 8020.9414 | 243674.1697 | 7947.1062
3 | 30 | 2 | 9.4 | 0 | 0.24 | 0 | 0.44188 | 0 | 0 | 0 | 0.71112 | 0 | 0 | 0 | 0 | 3555.5776 | -3555.5776 | -5079.3966 | 0 | 8015862.0216 | 8015.862 | 243519.8589 | 7942.0735
3 | 30 | 3 | 9.4 | 0 | 0.24 | 0 | 0.43451 | 0 | 0 | 0 | 0.69492 | 0 | 0 | 0 | 0 | 3474.5876 | -3474.5876 | -4963.6966 | 0 | 8010898.3251 | 8010.8983 | 243369.063 | 7937.1555
3 | 30 | 4 | 8.3 | 0 | 0.24 | 0 | 0.40531 | 0 | 0 | 0 | 0.71613 | 0 | 0 | 0 | 0 | 3580.6732 | -3580.6732 | -5115.2474 | 0 | 8005783.0777 | 8005.7831 | 243213.6631 | 7932.0874
3 | 30 | 5 | 7.8 | 0 | 0.24 | 0 | 0.39747 | 0 | 0 | 0 | 0.80534 | 0 | 0 | 0 | 0 | 4026.6888 | -4026.6888 | -5752.4126 | 0 | 8000030.6651 | 8000.0307 | 243038.9063 | 7926.3879
3 | 30 | 6 | 7.8 | 7.9105 | 0.24 | 621.9916 | 0.42149 | 0 | 621.9916 | 0 | 0.85507 | 0 | 0 | 0 | 0 | 4275.3625 | -3653.371 | -5219.1014 | 0 | 7994811.5637 | 7994.8116 | 242880.3513 | 7921.2169
3 | 30 | 7 | 7.8 | 89.4606 | 0.24 | 7034.1796 | 0.43144 | 0 | 7034.1796 | 0 | 0.75104 | 0 | 0 | 0 | 0 | 3755.201 | 3278.9786 | 0 | 2295.285 | 7997106.8487 | 7997.1068 | 242950.0815 | 7923.491
3 | 30 | 8 | 9.4 | 364.8048 | 0.24 | 28684.1646 | 0.39481 | 0 | 28684.1646 | 0 | 0.73233 | 0 | 0 | 0 | 0 | 3661.6632 | 25022.5013 | 0 | 17515.7509 | 8014622.5997 | 8014.6226 | 243482.2056 | 7940.8455
3 | 30 | 9 | 9.4 | 672.93 | 0.24 | 52911.6765 | 0.41819 | 0 | 52911.6765 | 0 | 0.72937 | 0 | 0 | 0 | 0 | 3646.834 | 49264.8424 | 0 | 34485.3897 | 8049107.9893 | 8049.108 | 244529.863 | 7975.0135
3 | 30 | 10 | 11.1 | 826.5545 | 0.24 | 64990.9862 | 0.45793 | 0 | 64990.9862 | 0 | 0.70655 | 0 | 0 | 0 | 0 | 3532.7635 | 61458.2227 | 0 | 43020.7559 | 8092128.7452 | 8092.1287 | 245836.8226 | 8017.6382
3 | 30 | 11 | 11.7 | 364.7428 | 0.24 | 28679.2911 | 0.46824 | 0 | 28679.2911 | 0 | 0.72959 | 0 | 0 | 0 | 0 | 3647.9748 | 25031.3164 | 0 | 17521.9215 | 8109650.6667 | 8109.6507 | 246369.1342 | 8034.9988
3 | 30 | 12 | 13.3 | 446.0218 | 0.24 | 35070.162 | 0.45854 | 0 | 35070.162 | 0 | 0.96686 | 0 | 0 | 0 | 0 | 4834.308 | 30235.854 | 0 | 21165.0978 | 8130815.7645 | 8130.8158 | 247012.1245 | 8055.9691
3 | 30 | 13 | 13.9 | 448.8982 | 0.24 | 35296.3253 | 0.46441 | 0 | 35296.3253 | 0 | 1.5233 | 0 | 0 | 0 | 0 | 7616.4876 | 27679.8377 | 0 | 19375.8864 | 8150191.6509 | 8150.1917 | 247600.759 | 8075.1666
3 | 30 | 14 | 14.4 | 793.2668 | 0.24 | 62373.6132 | 0.47517 | 0 | 62373.6132 | 0 | 3.1639 | 0 | 0 | 0 | 0 | 15819.2977 | 46554.3156 | 0 | 32588.0209 | 8182779.6718 | 8182.7797 | 248590.7748 | 8107.4547
3 | 30 | 15 | 14.4 | 608.1186 | 0.24 | 47815.6325 | 0.49981 | 0 | 47815.6325 | 0 | 4.5526 | 0 | 0 | 0 | 0 | 22762.7693 | 25052.8632 | 0 | 17537.0042 | 8200316.676 | 8200.3167 | 249123.5446 | 8124.8302
3 | 30 | 16 | 13.9 | 458.6277 | 0.24 | 36061.3453 | 0.51959 | 0 | 36061.3453 | 0 | 5.2153 | 0 | 0 | 0 | 0 | 26076.5175 | 9984.8278 | 0 | 6989.3795 | 8207306.0554 | 8207.3061 | 249335.8802 | 8131.7553
3 | 30 | 17 | 13.3 | 217.0024 | 0.24 | 17062.6412 | 0.55212 | 0 | 17062.6412 | 0 | 4.678 | 0 | 0 | 0 | 0 | 23390.1571 | -6327.5158 | -9039.3083 | 0 | 8198266.7471 | 8198.2667 | 249061.2683 | 8122.7992
3 | 30 | 18 | 11.1 | 15.9622 | 0.24 | 1255.0908 | 0.57267 | 0 | 1255.0908 | 0 | 3.3302 | 0 | 0 | 0 | 0 | 16650.8716 | -15395.7808 | -21993.9726 | 0 | 8176272.7745 | 8176.2728 | 248393.0969 | 8101.0077
3 | 30 | 19 | 10 | 0 | 0.24 | 0 | 0.56552 | 0 | 0 | 0 | 1.6508 | 0 | 0 | 0 | 0 | 8254.1418 | -8254.1418 | -11791.6311 | 0 | 8164481.1434 | 8164.4811 | 248034.8702 | 8089.3246
3 | 30 | 20 | 9.4 | 0 | 0.24 | 0 | 0.57912 | 0 | 0 | 0 | 1.1879 | 0 | 0 | 0 | 0 | 5939.6512 | -5939.6512 | -8485.216 | 0 | 8155995.9274 | 8155.9959 | 247777.0915 | 8080.9175
3 | 30 | 21 | 8.9 | 0 | 0.24 | 0 | 0.595 | 0 | 0 | 0 | 1.2089 | 0 | 0 | 0 | 0 | 6044.5961 | -6044.5961 | -8635.1372 | 0 | 8147360.7902 | 8147.3608 | 247514.7582 | 8072.3618
3 | 30 | 22 | 8.3 | 0 | 0.24 | 0 | 0.57748 | 0 | 0 | 0 | 1.2347 | 0 | 0 | 0 | 0 | 6173.4957 | -6173.4957 | -8819.2796 | 0 | 8138541.5106 | 8138.5415 | 247246.8307 | 8063.6237
3 | 30 | 23 | 7.2 | 0 | 0.24 | 0 | 0.56697 | 0 | 0 | 0 | 1.1809 | 0 | 0 | 0 | 0 | 5904.2893 | -5904.2893 | -8434.6991 | 0 | 8130106.8115 | 8130.1068 | 246990.5867 | 8055.2667
3 | 31 | 0 | 6.1 | 0 | 0.24 | 0 | 0.56744 | 0 | 0 | 0 | 1.0761 | 0 | 0 | 0 | 0 | 5380.7057 | -5380.7057 | -7686.7225 | 0 | 8122420.089 | 8122.4201 | 246757.066 | 8047.6507
3 | 31 | 1 | 5.6 | 0 | 0.24 | 0 | 0.55417 | 0 | 0 | 0 | 1.0636 | 0 | 0 | 0 | 0 | 5317.9669 | -5317.9669 | -7597.0956 | 0 | 8114822.9934 | 8114.823 | 246526.2682 | 8040.1235
3 | 31 | 2 | 5.6 | 0 | 0.24 | 0 | 0.52175 | 0 | 0 | 0 | 1.054 | 0 | 0 | 0 | 0 | 5270.0573 | -5270.0573 | -7528.6533 | 0 | 8107294.34 | 8107.2943 | 246297.5496 | 8032.6642
3 | 31 | 3 | 3.9 | 0 | 0.24 | 0 | 0.52091 | 0 | 0 | 0 | 1.0285 | 0 | 0 | 0 | 0 | 5142.2984 | -5142.2984 | -7346.1405 | 0 | 8099948.1995 | 8099.9482 | 246074.3757 | 8025.3857
3 | 31 | 4 | 5 | 0 | 0.24 | 0 | 0.51708 | 0 | 0 | 0 | 1.0426 | 0 | 0 | 0 | 0 | 5213.0221 | -5213.0221 | -7447.1744 | 0 | 8092501.0251 | 8092.501 | 245848.1324 | 8018.0071
3 | 31 | 5 | 3.9 | 0 | 0.24 | 0 | 0.49969 | 0 | 0 | 0 | 1.164 | 0 | 0 | 0 | 0 | 5819.8772 | -5819.8772 | -8314.1102 | 0 | 8084186.9149 | 8084.1869 | 245595.5518 | 8009.7695
3 | 31 | 6 | 5 | 11.9019 | 0.24 | 935.8318 | 0.48731 | 0 | 935.8318 | 0 | 1.2632 | 0 | 0 | 0 | 0 | 6316.0839 | -5380.252 | -7686.0743 | 0 | 8076500.8405 | 8076.5008 | 245362.0509 | 8002.1542
3 | 31 | 7 | 7.8 | 188.1817 | 0.24 | 14796.5033 | 0.47049 | 0 | 14796.5033 | 0 | 1.109 | 0 | 0 | 0 | 0 | 5544.9673 | 9251.5361 | 0 | 6476.0753 | 8082976.9158 | 8082.9769 | 245558.7924 | 8008.5706
3 | 31 | 8 | 10.6 | 450.2354 | 0.24 | 35401.4726 | 0.44818 | 0 | 35401.4726 | 0 | 1.0508 | 0 | 0 | 0 | 0 | 5254.0875 | 30147.3851 | 0 | 21103.1696 | 8104080.0854 | 8104.0801 | 246199.9013 | 8029.4795
3 | 31 | 9 | 13.3 | 689.0889 | 0.24 | 54182.2369 | 0.4719 | 0 | 54182.2369 | 0 | 0.85188 | 0 | 0 | 0 | 0 | 4259.3927 | 49922.8442 | 0 | 34945.9909 | 8139026.0763 | 8139.0261 | 247261.5517 | 8064.1038
3 | 31 | 10 | 15 | 878.1649 | 0.24 | 69049.0522 | 0.47976 | 0 | 69049.0522 | 0 | 0.80785 | 0 | 0 | 0 | 0 | 4039.2366 | 65009.8157 | 0 | 45506.871 | 8184532.9473 | 8184.5329 | 248644.0389 | 8109.1918
3 | 31 | 11 | 16.7 | 1000.0602 | 0.24 | 78633.5345 | 0.43482 | 0 | 78633.5345 | 0 | 0.85895 | 0 | 0 | 0 | 0 | 4294.7545 | 74338.78 | 0 | 52037.146 | 8236570.0933 | 8236.5701 | 250224.9142 | 8160.7499
3 | 31 | 12 | 17.2 | 1043.5581 | 0.24 | 82053.7212 | 0.39382 | 0 | 82053.7212 | 0 | 1.6547 | 0 | 0 | 0 | 0 | 8273.5337 | 73780.1875 | 0 | 51646.1313 | 8288216.2245 | 8288.2162 | 251793.9106 | 8211.9206
3 | 31 | 13 | 18.3 | 1007.1706 | 0.24 | 79192.6174 | 0.3217 | 0 | 79192.6174 | 0 | 3.3838 | 0 | 0 | 0 | 0 | 16918.9373 | 62273.6801 | 0 | 43591.5761 | 8331807.8006 | 8331.8078 | 253118.2117 | 8255.1109
3 | 31 | 14 | 19.4 | 889.1307 | 0.24 | 69911.278 | 0.28202 | 0 | 69911.278 | 0 | 3.9936 | 0 | 0 | 0 | 0 | 19968.0419 | 49943.2361 | 0 | 34960.2652 | 8366768.0658 | 8366.7681 | 254180.2957 | 8289.7494
3 | 31 | 15 | 20 | 702.5674 | 0.24 | 55242.0342 | 0.24859 | 0 | 55242.0342 | 0 | 4.4572 | 0 | 0 | 0 | 0 | 22285.9546 | 32956.0796 | 0 | 23069.2558 | 8389837.3216 | 8389.8373 | 254881.1338 | 8312.6063
3 | 31 | 16 | 20 | 473.7441 | 0.24 | 37249.931 | 0.25505 | 0 | 37249.931 | 0 | 4.8932 | 0 | 0 | 0 | 0 | 24465.8419 | 12784.0891 | 0 | 8948.8623 | 8398786.1839 | 8398.7862 | 255152.998 | 8321.4728
3 | 31 | 17 | 18.9 | 212.8167 | 0.24 | 16733.5247 | 0.24492 | 0 | 16733.5247 | 0 | 4.2144 | 0 | 0 | 0 | 0 | 21072.2444 | -4338.7197 | -6198.171 | 0 | 8392588.013 | 8392.588 | 254964.6991 | 8315.3317
3 | 31 | 18 | 16.7 | 16.705 | 0.24 | 1313.4904 | 0.2366 | 0 | 1313.4904 | 0 | 2.8604 | 0 | 0 | 0 | 0 | 14302.1599 | -12988.6696 | -18555.2423 | 0 | 8374032.7707 | 8374.0328 | 254400.9956 | 8296.9472
3 | 31 | 19 | 15 | 0 | 0.24 | 0 | 0.25209 | 0 | 0 | 0 | 1.7832 | 0 | 0 | 0 | 0 | 8915.7507 | -8915.7507 | -12736.7867 | 0 | 8361295.984 | 8361.296 | 254014.0552 | 8284.3277
3 | 31 | 20 | 15 | 0 | 0.24 | 0 | 0.31045 | 0 | 0 | 0 | 1.1028 | 0 | 0 | 0 | 0 | 5514.1682 | -5514.1682 | -7877.3832 | 0 | 8353418.6009 | 8353.4186 | 253774.7423 | 8276.5228
3 | 31 | 21 | 14.2 | 0 | 0.24 | 0 | 0.37171 | 0 | 0 | 0 | 0.87036 | 0 | 0 | 0 | 0 | 4351.7898 | -4351.7898 | -6216.8425 | 0 | 8347201.7583 | 8347.2018 | 253585.8762 | 8270.3632
3 | 31 | 22 | 13.4 | 0 | 0.24 | 0 | 0.36668 | 0 | 0 | 0 | 0.93994 | 0 | 0 | 0 | 0 | 4699.7048 | -4699.7048 | -6713.864 | 0 | 8340487.8943 | 8340.4879 | 253381.9107 | 8263.7111
3 | 31 | 23 | 12.6 | 0 | 0.24 | 0 | 0.32824 | 0 | 0 | 0 | 0.98557 | 0 | 0 | 0 | 0 | 4927.8458 | -4927.8458 | -7039.7797 | 0 | 8333448.1146 | 8333.4481 | 253168.044 | 8256.7362
4 | 1 | 0 | 11.8 | 0 | 0.24 | 0 | 0.29827 | 0 | 0 | 0 | 1.1067 | 0 | 0 | 0 | 0 | 5533.5602 | -5533.5602 | -7905.086 | 0 | 8325543.0286 | 8325.543 | 252927.8895 | 8248.9038
4 | 1 | 1 | 11 | 0 | 0.24 | 0 | 0.27226 | 0 | 0 | 0 | 1.1165 | 0 | 0 | 0 | 0 | 5582.6105 | -5582.6105 | -7975.1579 | 0 | 8317567.8707 | 8317.5679 | 252685.6062 | 8241.0021
4 | 1 | 2 | 10.2 | 0 | 0.24 | 0 | 0.24219 | 0 | 0 | 0 | 1.0853 | 0 | 0 | 0 | 0 | 5426.3339 | -5426.3339 | -7751.9056 | 0 | 8309815.9651 | 8309.816 | 252450.1053 | 8233.3215
4 | 1 | 3 | 9.4 | 0 | 0.24 | 0 | 0.22579 | 0 | 0 | 0 | 0.97257 | 0 | 0 | 0 | 0 | 4862.8256 | -4862.8256 | -6946.8938 | 0 | 8302869.0713 | 8302.8691 | 252239.0604 | 8226.4386
4 | 1 | 4 | 8.3 | 0 | 0.24 | 0 | 0.21894 | 0 | 0 | 0 | 0.88336 | 0 | 0 | 0 | 0 | 4416.81 | -4416.81 | -6309.7285 | 0 | 8296559.3428 | 8296.5593 | 252047.3724 | 8220.187
4 | 1 | 5 | 8.9 | 0 | 0.24 | 0 | 0.22991 | 0 | 0 | 0 | 0.85393 | 0 | 0 | 0 | 0 | 4269.659 | -4269.659 | -6099.5129 | 0 | 8290459.8299 | 8290.4598 | 251862.0708 | 8214.1436
4 | 1 | 6 | 7.2 | 11.289 | 0.24 | 887.6414 | 0.23382 | 0 | 887.6414 | 0 | 0.88998 | 0 | 0 | 0 | 0 | 4449.8904 | -3562.249 | -5088.9271 | 0 | 8285370.9028 | 8285.3709 | 251707.4705 | 8209.1015
4 | 1 | 7 | 12.2 | 170.8855 | 0.24 | 13436.5223 | 0.23597 | 0 | 13436.5223 | 0 | 0.88313 | 0 | 0 | 0 | 0 | 4415.6693 | 9020.8531 | 0 | 6314.5972 | 8291685.4999 | 8291.6855 | 251899.3063 | 8215.358
4 | 1 | 8 | 15 | 400.6258 | 0.24 | 31500.7292 | 0.21295 | 0 | 31500.7292 | 0 | 0.93104 | 0 | 0 | 0 | 0 | 4655.2173 | 26845.5119 | 0 | 18791.8583 | 8310477.3583 | 8310.4774 | 252470.1982 | 8233.9769
4 | 1 | 9 | 16.7 | 615.1791 | 0.24 | 48370.7917 | 0.21826 | 0 | 48370.7917 | 0 | 0.99538 | 0 | 0 | 0 | 0 | 4976.8961 | 43393.8955 | 0 | 30375.7269 | 8340853.0851 | 8340.8531 | 253393.0051 | 8264.073
4 | 1 | 10 | 18.9 | 309.6664 | 0.24 | 24348.6938 | 0.20347 | 0 | 24348.6938 | 0 | 1.0816 | 0 | 0 | 0 | 0 | 5408.0826 | 18940.6111 | 0 | 13258.4278 | 8354111.5129 | 8354.1115 | 253795.7928 | 8277.2093
4 | 1 | 11 | 20.6 | 404.3716 | 0.24 | 31795.2553 | 0.18236 | 0 | 31795.2553 | 0 | 1.1345 | 0 | 0 | 0 | 0 | 5672.7262 | 26122.529 | 0 | 18285.7703 | 8372397.2833 | 8372.3973 | 254351.3099 | 8295.3268
4 | 1 | 12 | 21.1 | 367.3908 | 0.24 | 28887.5016 | 0.16749 | 0 | 28887.5016 | 0 | 1.3159 | 0 | 0 | 0 | 0 | 6579.5867 | 22307.9149 | 0 | 15615.5404 | 8388012.8237 | 8388.0128 | 254825.706 | 8310.7986
4 | 1 | 13 | 20 | 929.9883 | 0.24 | 73123.8659 | 0.17278 | 0 | 73123.8659 | 0 | 1.9454 | 0 | 0 | 0 | 0 | 9726.792 | 63397.0739 | 0 | 44377.9517 | 8432390.7754 | 8432.3908 | 256173.897 | 8354.768
4 | 1 | 14 | 18.9 | 878.1132 | 0.24 | 69044.9853 | 0.18841 | 0 | 69044.9853 | 0 | 3.5889 | 0 | 0 | 0 | 0 | 17944.4312 | 51100.5542 | 0 | 35770.3879 | 8468161.1633 | 8468.1612 | 257260.5923 | 8390.2091
4 | 1 | 15 | 18.9 | 669.2872 | 0.24 | 52625.2472 | 0.2034 | 0 | 52625.2472 | 0 | 5.0408 | 0 | 0 | 0 | 0 | 25203.8781 | 27421.3691 | 0 | 19194.9584 | 8487356.1217 | 8487.3561 | 257843.7303 | 8409.2274
4 | 1 | 16 | 18.9 | 322.3535 | 0.24 | 25346.2672 | 0.22959 | 0 | 25346.2672 | 0 | 5.7106 | 0 | 0 | 0 | 0 | 28552.9881 | -3206.7209 | -4581.0299 | 0 | 8482775.0918 | 8482.7751 | 257704.5598 | 8404.6885
4 | 1 | 17 | 17.8 | 202.515 | 0.24 | 15923.5148 | 0.27742 | 0 | 15923.5148 | 0 | 5.3481 | 0 | 0 | 0 | 0 | 26740.4078 | -10816.8931 | -15452.7044 | 0 | 8467322.3874 | 8467.3224 | 257235.1105 | 8389.3781
4 | 1 | 18 | 16.7 | 16.8843 | 0.24 | 1327.5905 | 0.30834 | 0 | 1327.5905 | 0 | 3.8106 | 0 | 0 | 0 | 0 | 19053.1965 | -17725.606 | -25322.2943 | 0 | 8442000.0931 | 8442.0001 | 256465.8256 | 8364.2889
4 | 1 | 19 | 10 | 0 | 0.24 | 0 | 0.31617 | 0 | 0 | 0 | 2.0672 | 0 | 0 | 0 | 0 | 10335.9285 | -10335.9285 | -14765.6121 | 0 | 8427234.481 | 8427.2345 | 256017.2501 | 8349.6592
4 | 1 | 20 | 12.8 | 0 | 0.24 | 0 | 0.34562 | 0 | 0 | 0 | 1.6622 | 0 | 0 | 0 | 0 | 8311.177 | -8311.177 | -11873.11 | 0 | 8415361.371 | 8415.3614 | 255656.548 | 8337.8954
4 | 1 | 21 | 11.7 | 0 | 0.24 | 0 | 0.38818 | 0 | 0 | 0 | 1.8646 | 0 | 0 | 0 | 0 | 9322.9824 | -9322.9824 | -13318.5463 | 0 | 8402042.8248 | 8402.0428 | 255251.9339 | 8324.6994
4 | 1 | 22 | 10 | 0 | 0.24 | 0 | 0.39007 | 0 | 0 | 0 | 1.5844 | 0 | 0 | 0 | 0 | 7922.1966 | -7922.1966 | -11317.4237 | 0 | 8390725.4011 | 8390.7254 | 254908.1135 | 8313.4862
4 | 1 | 23 | 10 | 0 | 0.24 | 0 | 0.39911 | 0 | 0 | 0 | 1.3798 | 0 | 0 | 0 | 0 | 6898.9842 | -6898.9842 | -9855.6916 | 0 | 8380869.7094 | 8380.8697 | 254608.7 | 8303.7212
4 | 2 | 0 | 8.3 | 0 | 0.24 | 0 | 0.40438 | 0 | 0 | 0 | 1.1416 | 0 | 0 | 0 | 0 | 5708.0881 | -5708.0881 | -8154.4115 | 0 | 8372715.2979 | 8372.7153 | 254360.9711 | 8295.6419
4 | 2 | 1 | 7.8 | 0 | 0.24 | 0 | 0.38092 | 0 | 0 | 0 | 1.0177 | 0 | 0 | 0 | 0 | 5088.6852 | -5088.6852 | -7269.5503 | 0 | 8365445.7476 | 8365.4457 | 254140.124 | 8288.4392
4 | 2 | 2 | 7.2 | 0 | 0.24 | 0 | 0.39255 | 0 | 0 | 0 | 0.88359 | 0 | 0 | 0 | 0 | 4417.9507 | -4417.9507 | -6311.3581 | 0 | 8359134.3895 | 8359.1344 | 253948.3865 | 8282.186
4 | 2 | 3 | 6.7 | 0 | 0.24 | 0 | 0.40036 | 0 | 0 | 0 | 0.8334 | 0 | 0 | 0 | 0 | 4166.9956 | -4166.9956 | -5952.8508 | 0 | 8353181.5387 | 8353.1815 | 253767.5404 | 8276.2879
4 | 2 | 4 | 7.2 | 0 | 0.24 | 0 | 0.39129 | 0 | 0 | 0 | 0.77545 | 0 | 0 | 0 | 0 | 3877.2565 | -3877.2565 | -5538.9378 | 0 | 8347642.6009 | 8347.6426 | 253599.2689 | 8270.8
4 | 2 | 5 | 7.2 | 0 | 0.24 | 0 | 0.38196 | 0 | 0 | 0 | 0.78777 | 0 | 0 | 0 | 0 | 3938.8545 | -3938.8545 | -5626.9351 | 0 | 8342015.6658 | 8342.0157 | 253428.324 | 8265.2248
4 | 2 | 6 | 8.3 | 12.2006 | 0.24 | 959.3188 | 0.38278 | 0 | 959.3188 | 0 | 0.80237 | 0 | 0 | 0 | 0 | 4011.8597 | -3052.5409 | -4360.7727 | 0 | 8337654.8931 | 8337.6549 | 253295.8449 | 8260.9042
4 | 2 | 7 | 11.1 | 166.9285 | 0.24 | 13125.3866 | 0.37529 | 0 | 13125.3866 | 0 | 0.86557 | 0 | 0 | 0 | 0 | 4327.835 | 8797.5516 | 0 | 6158.2861 | 8343813.1792 | 8343.8132 | 253482.932 | 8267.0058
4 | 2 | 8 | 13.9 | 431.7049 | 0.24 | 33944.4369 | 0.35922 | 0 | 33944.4369 | 0 | 0.92329 | 0 | 0 | 0 | 0 | 4616.4333 | 29328.0035 | 0 | 20529.6025 | 8364342.7817 | 8364.3428 | 254106.6162 | 8287.3464
4 | 2 | 9 | 17.2 | 643.0432 | 0.24 | 50561.7183 | 0.37014 | 0 | 50561.7183 | 0 | 1.0241 | 0 | 0 | 0 | 0 | 5120.625 | 45441.0933 | 0 | 31808.7653 | 8396151.547 | 8396.1515 | 255072.9584 | 8318.8624
4 | 2 | 10 | 20 | 573.2378 | 0.24 | 45073.0029 | 0.37467 | 0 | 45073.0029 | 0 | 1.2025 | 0 | 0 | 0 | 0 | 6012.6563 | 39060.3465 | 0 | 27342.2426 | 8423493.7896 | 8423.4938 | 255903.6088 | 8345.9529
4 | 2 | 11 | 21.1 | 795.8376 | 0.24 | 62575.755 | 0.37833 | 0 | 62575.755 | 0 | 1.339 | 0 | 0 | 0 | 0 | 6694.7979 | 55880.957 | 0 | 39116.6699 | 8462610.4595 | 8462.6105 | 257091.9633 | 8384.7095
4 | 2 | 12 | 23.3 | 854.7609 | 0.24 | 67208.8273 | 0.3959 | 0 | 67208.8273 | 0 | 1.4099 | 0 | 0 | 0 | 0 | 7049.5572 | 60159.2701 | 0 | 42111.4891 | 8504721.9486 | 8504.7219 | 258371.2997 | 8426.4334
4 | 2 | 13 | 23.9 | 785.9455 | 0.24 | 61797.9491 | 0.39981 | 0 | 61797.9491 | 0 | 1.9335 | 0 | 0 | 0 | 0 | 9667.4753 | 52130.4738 | 0 | 36491.3316 | 8541213.2802 | 8541.2133 | 259479.8971 | 8462.5888
4 | 2 | 14 | 25 | 831.7735 | 0.24 | 65401.3492 | 0.4248 | 0 | 65401.3492 | 0.8 | 2.7861 | 0 | 0 | 0 | 0 | 17930.3703 | 47470.9789 | 0 | 33229.6853 | 8574442.9655 | 8574.443 | 260489.4065 | 8495.5126
4 | 2 | 15 | 26.1 | 636.1014 | 0.2378 | 49557.4121 | 0.45935 | 0 | 49557.4121 | 1.68 | 3.6225 | 0 | 0 | 0 | 0 | 26512.3973 | 23045.0148 | 0 | 16131.5103 | 8590574.4758 | 8590.5745 | 260979.4777 | 8511.4956
4 | 2 | 16 | 26.1 | 442.0394 | 0.2378 | 34438.423 | 0.50147 | 0 | 34438.423 | 1.68 | 4.3441 | 0 | 0 | 0 | 0 | 30120.4474 | 4317.9756 | 0 | 3022.5829 | 8593597.0587 | 8593.5971 | 261071.3031 | 8514.4903
4 | 2 | 17 | 25 | 204.0699 | 0.24 | 16045.7696 | 0.54352 | 0 | 16045.7696 | 0.8 | 4.6504 | 0 | 0 | 0 | 0 | 27252.212 | -11206.4424 | -16009.2034 | 0 | 8577587.8553 | 8577.5879 | 260584.9475 | 8498.6285
4 | 2 | 18 | 20.6 | 17.5479 | 0.24 | 1379.7738 | 0.57666 | 0 | 1379.7738 | 0 | 3.6749 | 0 | 0 | 0 | 0 | 18374.477 | -16994.7032 | -24278.1474 | 0 | 8553309.7079 | 8553.3097 | 259847.3835 | 8474.5739
4 | 2 | 19 | 19.4 | 0 | 0.24 | 0 | 0.6025 | 0 | 0 | 0 | 1.97 | 0 | 0 | 0 | 0 | 9849.9881 | -9849.9881 | -14071.4116 | 0 | 8539238.2963 | 8539.2383 | 259419.8976 | 8460.632
4 | 2 | 20 | 18.9 | 0 | 0.24 | 0 | 0.68304 | 0 | 0 | 0 | 1.6545 | 0 | 0 | 0 | 0 | 8272.393 | -8272.393 | -11817.7043 | 0 | 8527420.592 | 8527.4206 | 259060.8787 | 8448.9231
4 | 2 | 21 | 17.8 | 0 | 0.24 | 0 | 0.7109 | 0 | 0 | 0 | 1.9004 | 0 | 0 | 0 | 0 | 9502.0731 | -9502.0731 | -13574.3901 | 0 | 8513846.2018 | 8513.8462 | 258648.4922 | 8435.4736
4 | 2 | 22 | 16.7 | 0 | 0.24 | 0 | 0.71575 | 0 | 0 | 0 | 1.597 | 0 | 0 | 0 | 0 | 7984.9354 | -7984.9354 | -11407.0505 | 0 | 8502439.1513 | 8502.4392 | 258301.9489 | 8424.1716
4 | 2 | 23 | 16.7 | 0 | 0.24 | 0 | 0.6697 | 0 | 0 | 0 | 1.3171 | 0 | 0 | 0 | 0 | 6585.2903 | -6585.2903 | -9407.5575 | 0 | 8493031.5938 | 8493.0316 | 258016.1497 | 8414.8506
4 | 3 | 0 | 15 | 0 | 0.24 | 0 | 0.6652 | 0 | 0 | 0 | 1.1122 | 0 | 0 | 0 | 0 | 5560.9371 | -5560.9371 | -7944.1959 | 0 | 8485087.3979 | 8485.0874 | 257774.807 | 8406.9796
4 | 3 | 1 | 13.3 | 0 | 0.24 | 0 | 0.66943 | 0 | 0 | 0 | 1.0216 | 0 | 0 | 0 | 0 | 5108.0772 | -5108.0772 | -7297.2532 | 0 | 8477790.1448 | 8477.7901 | 257553.1183 | 8399.7495
4 | 3 | 2 | 13.9 | 0 | 0.24 | 0 | 0.66084 | 0 | 0 | 0 | 0.90481 | 0 | 0 | 0 | 0 | 4524.0362 | -4524.0362 | -6462.9089 | 0 | 8471327.2359 | 8471.3272 | 257356.7768 | 8393.3461
4 | 3 | 3 | 12.8 | 0 | 0.24 | 0 | 0.64826 | 0 | 0 | 0 | 0.82633 | 0 | 0 | 0 | 0 | 4131.6337 | -4131.6337 | -5902.3339 | 0 | 8465424.902 | 8465.4249 | 257177.4654 | 8387.4981
4 | 3 | 4 | 10.6 | 0 | 0.24 | 0 | 0.63117 | 0 | 0 | 0 | 0.7791 | 0 | 0 | 0 | 0 | 3895.5078 | -3895.5078 | -5565.0111 | 0 | 8459859.8909 | 8459.8599 | 257008.4017 | 8381.9843
4 | 3 | 5 | 11.1 | 0 | 0.24 | 0 | 0.6267 | 0 | 0 | 0 | 0.72731 | 0 | 0 | 0 | 0 | 3636.5677 | -3636.5677 | -5195.0967 | 0 | 8454664.7942 | 8454.6648 | 256850.576 | 8376.837
4 | 3 | 6 | 11.7 | 12.4175 | 0.24 | 976.3758 | 0.62845 | 0 | 976.3758 | 0 | 0.71705 | 0 | 0 | 0 | 0 | 3585.236 | -2608.8601 | -3726.9431 | 0 | 8450937.8511 | 8450.9379 | 256737.3524 | 8373.1444
4 | 3 | 7 | 13.9 | 180.8809 | 0.24 | 14222.4472 | 0.61001 | 0 | 14222.4472 | 0 | 0.82884 | 0 | 0 | 0 | 0 | 4144.1815 | 10078.2658 | 0 | 7054.786 | 8457992.6372 | 8457.9926 | 256951.6751 | 8380.1342
4 | 3 | 8 | 16.7 | 417.8686 | 0.24 | 32856.5103 | 0.56719 | 0 | 32856.5103 | 0 | 0.91895 | 0 | 0 | 0 | 0 | 4594.7599 | 28261.7504 | 0 | 19783.2253 | 8477775.8625 | 8477.7759 | 257552.6844 | 8399.7353
4 | 3 | 9 | 19.4 | 667.544 | 0.24 | 52488.1839 | 0.55246 | 0 | 52488.1839 | 0 | 1.0437 | 0 | 0 | 0 | 0 | 5218.7256 | 47269.4583 | 0 | 33088.6208 | 8510864.4833 | 8510.8645 | 258557.9084 | 8432.5194
4 | 3 | 10 | 21.1 | 814.3482 | 0.24 | 64031.2184 | 0.56511 | 0 | 64031.2184 | 0 | 1.4325 | 0 | 0 | 0 | 0 | 7162.487 | 56868.7314 | 0 | 39808.112 | 8550672.5953 | 8550.6726 | 259767.2687 | 8471.961
4 | 3 | 11 | 23.3 | 969.0574 | 0.24 | 76195.8217 | 0.60553 | 0 | 76195.8217 | 0 | 2.1468 | 0 | 0 | 0 | 0 | 10734.0345 | 65461.7872 | 0 | 45823.251 | 8596495.8463 | 8596.4958 | 261159.3675 | 8517.3625
4 | 3 | 12 | 26.1 | 1019.648 | 0.2378 | 79438.7723 | 0.60361 | 0 | 79438.7723 | 1.68 | 0.14014 | 0 | 0 | 0 | 0 | 9100.6754 | 70338.0969 | 0 | 49236.6678 | 8645732.5141 | 8645.7325 | 262655.165 | 8566.1459
4 | 3 | 13 | 27.2 | 981.8522 | 0.2356 | 75786.4944 | 0.5972 | 0 | 75786.4944 | 2.56 | 0 | 0 | 0 | 0 | 0 | 12800 | 62986.4944 | 0 | 44090.5461 | 8689823.0602 | 8689.8231 | 263994.6246 | 8609.8306
4 | 3 | 14 | 28.3 | 865.9073 | 0.2334 | 66212.9108 | 0.61065 | 0 | 66212.9108 | 3.44 | 0.58737 | 0 | 0 | 0 | 0 | 20136.8619 | 46076.0489 | 0 | 32253.2342 | 8722076.2944 | 8722.0763 | 264974.4697 | 8641.7869
4 | 3 | 15 | 28.9 | 656.4381 | 0.2322 | 49937.4561 | 0.61373 | 0 | 49937.4561 | 3.92 | 1.4084 | 0 | 0 | 0 | 0 | 26641.8512 | 23295.6048 | 0 | 16306.9234 | 8738383.2178 | 8738.3832 | 265469.8699 | 8657.9437
4 | 3 | 16 | 28.9 | 450.2071 | 0.2322 | 34248.7713 | 0.60386 | 0 | 34248.7713 | 3.92 | 1.8478 | 0 | 0 | 0 | 0 | 28838.8492 | 5409.9222 | 0 | 3786.9455 | 8742170.1633 | 8742.1702 | 265584.9164 | 8661.6958
4 | 3 | 17 | 26.7 | 204.1667 | 0.2366 | 15825.9612 | 0.56141 | 0 | 15825.9612 | 2.16 | 3.374 | 0 | 0 | 0 | 0 | 27669.7613 | -11843.8001 | -16919.7145 | 0 | 8725250.4488 | 8725.2504 | 265070.8997 | 8644.9318
4 | 3 | 18 | 23.9 | 15.5932 | 0.24 | 1226.073 | 0.62976 | 0 | 1226.073 | 0 | 3.9906 | 0 | 0 | 0 | 0 | 19953.2128 | -18727.1397 | -26753.0568 | 0 | 8698497.392 | 8698.4974 | 264258.1486 | 8618.425
4 | 3 | 19 | 23.3 | 0 | 0.24 | 0 | 0.63176 | 0 | 0 | 0 | 2.5159 | 0 | 0 | 0 | 0 | 12579.6953 | -12579.6953 | -17970.9933 | 0 | 8680526.3987 | 8680.5264 | 263712.1944 | 8600.6195
4 | 3 | 20 | 22.8 | 0 | 0.24 | 0 | 0.66301 | 0 | 0 | 0 | 2.2734 | 0 | 0 | 0 | 0 | 11367.1258 | -11367.1258 | -16238.7512 | 0 | 8664287.6475 | 8664.2876 | 263218.8652 | 8584.5302
4 | 3 | 21 | 21.7 | 0 | 0.24 | 0 | 0.66141 | 0 | 0 | 0 | 2.3373 | 0 | 0 | 0 | 0 | 11686.5233 | -11686.5233 | -16695.0332 | 0 | 8647592.6143 | 8647.5926 | 262711.6744 | 8567.9889
4 | 3 | 22 | 20.6 | 0 | 0.24 | 0 | 0.62073 | 0 | 0 | 0 | 1.9705 | 0 | 0 | 0 | 0 | 9852.2695 | -9852.2695 | -14074.6708 | 0 | 8633517.9436 | 8633.5179 | 262284.0894 | 8554.0437
4 | 3 | 23 | 19.4 | 0 | 0.24 | 0 | 0.58063 | 0 | 0 | 0 | 1.774 | 0 | 0 | 0 | 0 | 8870.1225 | -8870.1225 | -12671.6035 | 0 | 8620846.34 | 8620.8463 | 261899.1293 | 8541.4888
4 | 4 | 0 | 18.3 | 0 | 0.24 | 0 | 0.55831 | 0 | 0 | 0 | 1.7701 | 0 | 0 | 0 | 0 | 8850.7305 | -8850.7305 | -12643.9007 | 0 | 8608202.4393 | 8608.2024 | 261515.0108 | 8528.9613
4 | 4 | 1 | 17.2 | 0 | 0.24 | 0 | 0.50118 | 0 | 0 | 0 | 1.62 | 0 | 0 | 0 | 0 | 8100.1466 | -8100.1466 | -11571.638 | 0 | 8596630.8014 | 8596.6308 | 261163.4674 | 8517.4962
4 | 4 | 2 | 16.7 | 0 | 0.24 | 0 | 0.45323 | 0 | 0 | 0 | 1.464 | 0 | 0 | 0 | 0 | 7319.9043 | -7319.9043 | -10457.0062 | 0 | 8586173.7952 | 8586.1738 | 260845.7862 | 8507.1354
4 | 4 | 3 | 16.1 | 0 | 0.24 | 0 | 0.42382 | 0 | 0 | 0 | 1.3408 | 0 | 0 | 0 | 0 | 6703.9236 | -6703.9236 | -9577.0337 | 0 | 8576596.7615 | 8576.5968 | 260554.8383 | 8497.6465
4 | 4 | 4 | 15.6 | 0 | 0.24 | 0 | 0.41158 | 0 | 0 | 0 | 1.289 | 0 | 0 | 0 | 0 | 6444.9835 | -6444.9835 | -9207.1193 | 0 | 8567389.6422 | 8567.3896 | 260275.1284 | 8488.5242
4 | 4 | 5 | 15.6 | 0 | 0.24 | 0 | 0.43604 | 0 | 0 | 0 | 1.3175 | 0 | 0 | 0 | 0 | 6587.5717 | -6587.5717 | -9410.8167 | 0 | 8557978.8255 | 8557.9788 | 259989.2301 | 8479.2
4 | 4 | 6 | 15.6 | 7.4 | 0.24 | 581.8531 | 0.44427 | 0 | 581.8531 | 0 | 1.3933 | 0 | 0 | 0 | 0 | 6966.2857 | -6384.4326 | -9120.618 | 0 | 8548858.2075 | 8548.8582 | 259712.1481 | 8470.1633
4 | 4 | 7 | 17.2 | 67.4222 | 0.24 | 5301.3284 | 0.37918 | 0 | 5301.3284 | 0 | 1.592 | 0 | 0 | 0 | 0 | 7959.8398 | -2658.5114 | -3797.8735 | 0 | 8545060.334 | 8545.0603 | 259596.7696 | 8466.4004
4 | 4 | 8 | 18.9 | 191.8807 | 0.24 | 15087.3488 | 0.29783 | 0 | 15087.3488 | 0 | 1.8995 | 0 | 0 | 0 | 0 | 9497.5103 | 5589.8385 | 0 | 3912.887 | 8548973.221 | 8548.9732 | 259715.6422 | 8470.2773
4 | 4 | 9 | 20.6 | 375.9597 | 0.24 | 29561.2634 | 0.29862 | 0 | 29561.2634 | 0 | 2.1842 | 0 | 0 | 0 | 0 | 10921.1102 | 18640.1533 | 0 | 13048.1073 | 8562021.3283 | 8562.0213 | 260112.0404 | 8483.2053
4 | 4 | 10 | 22.8 | 821.6876 | 0.24 | 64608.3121 | 0.30999 | 0 | 64608.3121 | 0 | 2.3747 | 0 | 0 | 0 | 0 | 11873.5989 | 52734.7133 | 0 | 36914.2993 | 8598935.6275 | 8598.9356 | 261233.4874 | 8519.7798
4 | 4 | 11 | 25 | 969.7955 | 0.24 | 76253.854 | 0.30441 | 0 | 76253.854 | 0.8 | 1.7973 | 0 | 0 | 0 | 0 | 12986.5546 | 63267.2994 | 0 | 44287.1096 | 8643222.7371 | 8643.2227 | 262578.9186 | 8563.6592
4 | 4 | 12 | 26.1 | 956.1262 | 0.2378 | 74489.9106 | 0.29505 | 0 | 74489.9106 | 1.68 | 1.1574 | 0 | 0 | 0 | 0 | 14187.0792 | 60302.8314 | 0 | 42211.9819 | 8685434.7191 | 8685.4347 | 263861.3079 | 8605.4826
4 | 4 | 13 | 26.1 | 959.1392 | 0.2378 | 74724.6535 | 0.26051 | 0 | 74724.6535 | 1.68 | 1.3358 | 0 | 0 | 0 | 0 | 15079.1106 | 59645.5429 | 0 | 41751.88 | 8727186.5991 | 8727.1866 | 265129.7195 | 8646.8502
4 | 4 | 14 | 26.1 | 848.6859 | 0.2378 | 66119.4493 | 0.23915 | 0 | 66119.4493 | 1.68 | 1.3219 | 0 | 0 | 0 | 0 | 15009.5276 | 51109.9217 | 0 | 35776.9452 | 8762963.5443 | 8762.9635 | 266216.614 | 8682.2978
4 | 4 | 15 | 25 | 682.2556 | 0.24 | 53644.9427 | 0.22355 | 0 | 53644.9427 | 0.8 | 2.1192 | 0 | 0 | 0 | 0 | 14596.0894 | 39048.8533 | 0 | 27334.1973 | 8790297.7416 | 8790.2977 | 267047.02 | 8709.3803
4 | 4 | 16 | 25.6 | 451.6473 | 0.2388 | 35334.9194 | 0.2148 | 0 | 35334.9194 | 1.28 | 1.7315 | 0 | 0 | 0 | 0 | 15057.6234 | 20277.296 | 0 | 14194.1072 | 8804491.8488 | 8804.4918 | 267478.2334 | 8723.4438
4 | 4 | 17 | 25 | 198.9521 | 0.24 | 15643.3616 | 0.2164 | 0 | 15643.3616 | 0.8 | 2.4375 | 0 | 0 | 0 | 0 | 16187.373 | -544.0113 | -777.159 | 0 | 8803714.6898 | 8803.7147 | 267454.6235 | 8722.6738
4 | 4 | 18 | 23.9 | 18.8285 | 0.24 | 1480.4645 | 0.23458 | 0 | 1480.4645 | 0 | 3.1554 | 0 | 0 | 0 | 0 | 15777.0916 | -14296.6271 | -20423.7529 | 0 | 8783290.9368 | 8783.2909 | 266834.155 | 8702.438
4 | 4 | 19 | 22.2 | 0 | 0.24 | 0 | 0.23776 | 0 | 0 | 0 | 2.9852 | 0 | 0 | 0 | 0 | 14926.1256 | -14926.1256 | -21323.0366 | 0 | 8761967.9003 | 8761.9679 | 266186.3666 | 8681.3113
4 | 4 | 20 | 21.7 | 0 | 0.24 | 0 | 0.31949 | 0 | 0 | 0 | 3.0204 | 0 | 0 | 0 | 0 | 15101.7942 | -15101.7942 | -21573.9917 | 0 | 8740393.9086 | 8740.3939 | 265530.9542 | 8659.9359
4 | 4 | 21 | 20.6 | 0 | 0.24 | 0 | 0.3938 | 0 | 0 | 0 | 3.1296 | 0 | 0 | 0 | 0 | 15648.1919 | -15648.1919 | -22354.5598 | 0 | 8718039.3488 | 8718.0393 | 264851.8283 | 8637.7871
4 | 4 | 22 | 20.6 | 0 | 0.24 | 0 | 0.45427 | 0 | 0 | 0 | 2.5928 | 0 | 0 | 0 | 0 | 12964.1129 | -12964.1129 | -18520.1613 | 0 | 8699519.1875 | 8699.5192 | 264289.1905 | 8619.4374
4 | 4 | 23 | 20.6 | 0 | 0.24 | 0 | 0.43286 | 0 | 0 | 0 | 1.957 | 0 | 0 | 0 | 0 | 9784.9679 | -9784.9679 | -13978.5256 | 0 | 8685540.6618 | 8685.5407 | 263864.5264 | 8605.5876
4 | 5 | 0 | 20.6 | 0 | 0.24 | 0 | 0.48309 | 0 | 0 | 0 | 1.2879 | 0 | 0 | 0 | 0 | 6439.28 | -6439.28 | -9198.9714 | 0 | 8676341.6904 | 8676.3417 | 263585.064 | 8596.4733
4 | 5 | 1 | 20 | 0 | 0.24 | 0 | 0.4973 | 0 | 0 | 0 | 0.98671 | 0 | 0 | 0 | 0 | 4933.5493 | -4933.5493 | -7047.9276 | 0 | 8669293.7628 | 8669.2938 | 263370.9498 | 8589.4902
4 | 5 | 2 | 19.4 | 0 | 0.24 | 0 | 0.48998 | 0 | 0 | 0 | 0.89477 | 0 | 0 | 0 | 0 | 4473.8452 | -4473.8452 | -6391.2074 | 0 | 8662902.5553 | 8662.9026 | 263176.7865 | 8583.1579
4 | 5 | 3 | 20 | 0 | 0.24 | 0 | 0.49346 | 0 | 0 | 0 | 0.82405 | 0 | 0 | 0 | 0 | 4120.2266 | -4120.2266 | -5886.0381 | 0 | 8657016.5172 | 8657.0165 | 262997.9701 | 8577.326
4 | 5 | 4 | 14.4 | 0 | 0.24 | 0 | 0.48774 | 0 | 0 | 0 | 0.79233 | 0 | 0 | 0 | 0 | 3961.6686 | -3961.6686 | -5659.5266 | 0 | 8651356.9906 | 8651.357 | 262826.0352 | 8571.7186
4 | 5 | 5 | 13.9 | 0 | 0.24 | 0 | 0.49085 | 0 | 0 | 0 | 0.8204 | 0 | 0 | 0 | 0 | 4101.9754 | -4101.9754 | -5859.9648 | 0 | 8645497.0258 | 8645.497 | 262648.0109 | 8565.9126
4 | 5 | 6 | 13.3 | 12.4736 | 0.24 | 980.7871 | 0.49012 | 0 | 980.7871 | 0 | 0.86237 | 0 | 0 | 0 | 0 | 4311.8651 | -3331.078 | -4758.6828 | 0 | 8640738.343 | 8640.7383 | 262503.4433 | 8561.1977
4 | 5 | 7 | 14.4 | 191.1988 | 0.24 | 15033.7308 | 0.46495 | 0 | 15033.7308 | 0 | 0.84732 | 0 | 0 | 0 | 0 | 4236.5786 | 10797.1522 | 0 | 7558.0065 | 8648296.3495 | 8648.2963 | 262733.0537 | 8568.6861
4 | 5 | 8 | 15.6 | 442.7688 | 0.24 | 34814.3763 | 0.39818 | 0 | 34814.3763 | 0 | 0.94564 | 0 | 0 | 0 | 0 | 4728.2224 | 30086.1539 | 0 | 21060.3077 | 8669356.6572 | 8669.3567 | 263372.8605 | 8589.5526
4 | 5 | 9 | 16.7 | 665.8602 | 0.24 | 52355.7878 | 0.37189 | 0 | 52355.7878 | 0 | 1.0339 | 0 | 0 | 0 | 0 | 5169.6753 | 47186.1125 | 0 | 33030.2788 | 8702386.936 | 8702.3869 | 264376.312 | 8622.2788
4 | 5 | 10 | 17.2 | 852.7634 | 0.24 | 67051.7592 | 0.3601 | 0 | 67051.7592 | 0 | 1.1384 | 0 | 0 | 0 | 0 | 5692.1182 | 61359.641 | 0 | 42951.7487 | 8745338.6847 | 8745.3387 | 265681.1752 | 8664.8351
4 | 5 | 11 | 18.3 | 870.4431 | 0.24 | 68441.8977 | 0.35531 | 0 | 68441.8977 | 0 | 1.2329 | 0 | 0 | 0 | 0 | 6164.3701 | 62277.5276 | 0 | 43594.2693 | 8788932.954 | 8788.933 | 267005.5581 | 8708.0281
4 | 5 | 12 | 18.9 | 975.6584 | 0.24 | 76714.8514 | 0.34916 | 0 | 76714.8514 | 0 | 1.3732 | 0 | 0 | 0 | 0 | 6865.9037 | 69848.9476 | 0 | 48894.2634 | 8837827.2173 | 8837.8272 | 268490.9534 | 8756.4723
4 | 5 | 13 | 19.4 | 967.6364 | 0.24 | 76084.09 | 0.32187 | 0 | 76084.09 | 0 | 1.9659 | 0 | 0 | 0 | 0 | 9829.4554 | 66254.6346 | 0 | 46378.2442 | 8884205.4615 | 8884.2055 | 269899.9128 | 8802.4236
4 | 5 | 14 | 19.4 | 841.2142 | 0.24 | 66143.6615 | 0.311 | 0 | 66143.6615 | 0 | 3.8424 | 0 | 0 | 0 | 0 | 19211.7545 | 46931.907 | 0 | 32852.3349 | 8917057.7965 | 8917.0578 | 270897.9584 | 8834.9735
4 | 5 | 15 | 19.4 | 676.8063 | 0.24 | 53216.4704 | 0.2948 | 0 | 53216.4704 | 0 | 5.5842 | 0 | 0 | 0 | 0 | 27921.0375 | 25295.4329 | 0 | 17706.803 | 8934764.5995 | 8934.7646 | 271435.8866 | 8852.5173
4 | 5 | 16 | 19.4 | 443.4279 | 0.24 | 34866.2028 | 0.29653 | 0 | 34866.2028 | 0 | 5.8664 | 0 | 0 | 0 | 0 | 29332.0897 | 5534.1131 | 0 | 3873.8792 | 8938638.4787 | 8938.6385 | 271553.574 | 8856.3556
4 | 5 | 17 | 18.9 | 208.3871 | 0.24 | 16385.2257 | 0.32945 | 0 | 16385.2257 | 0 | 5.3757 | 0 | 0 | 0 | 0 | 26878.4331 | -10493.2074 | -14990.2963 | 0 | 8923648.1823 | 8923.6482 | 271098.1726 | 8841.5032
4 | 5 | 18 | 16.7 | 21.5507 | 0.24 | 1694.5041 | 0.33581 | 0 | 1694.5041 | 0 | 3.9512 | 0 | 0 | 0 | 0 | 19755.8708 | -18061.3667 | -25801.9525 | 0 | 8897846.2299 | 8897.8462 | 270314.3158 | 8815.9388
4 | 5 | 19 | 16.7 | 0 | 0.24 | 0 | 0.38095 | 0 | 0 | 0 | 2.281 | 0 | 0 | 0 | 0 | 11404.7691 | -11404.7691 | -16292.5273 | 0 | 8881553.7026 | 8881.5537 | 269819.353 | 8799.7963
4 | 5 | 20 | 16.1 | 0 | 0.24 | 0 | 0.48216 | 0 | 0 | 0 | 1.8144 | 0 | 0 | 0 | 0 | 9072.0273 | -9072.0273 | -12960.039 | 0 | 8868593.6636 | 8868.5937 | 269425.6303 | 8786.9555
4 | 5 | 21 | 12.2 | 0 | 0.24 | 0 | 0.54126 | 0 | 0 | 0 | 1.9257 | 0 | 0 | 0 | 0 | 9628.6913 | -9628.6913 | -13755.2733 | 0 | 8854838.3903 | 8854.8384 | 269007.7486 | 8773.3269
4 | 5 | 22 | 11.1 | 0 | 0.24 | 0 | 0.5616 | 0 | 0 | 0 | 1.6723 | 0 | 0 | 0 | 0 | 8361.368 | -8361.368 | -11944.8115 | 0 | 8842893.5788 | 8842.8936 | 268644.8682 | 8761.492
4 | 5 | 23 | 11.1 | 0 | 0.24 | 0 | 0.60113 | 0 | 0 | 0 | 1.3821 | 0 | 0 | 0 | 0 | 6910.3912 | -6910.3912 | -9871.9874 | 0 | 8833021.5914 | 8833.0216 | 268344.9597 | 8751.7109
4 | 6 | 0 | 10 | 0 | 0.24 | 0 | 0.60051 | 0 | 0 | 0 | 1.1676 | 0 | 0 | 0 | 0 | 5838.1285 | -5838.1285 | -8340.1835 | 0 | 8824681.4079 | 8824.6814 | 268091.5871 | 8743.4475
4 | 6 | 1 | 10 | 0 | 0.24 | 0 | 0.56953 | 0 | 0 | 0 | 1.0317 | 0 | 0 | 0 | 0 | 5158.2682 | -5158.2682 | -7368.9546 | 0 | 8817312.4533 | 8817.3125 | 267867.7201 | 8736.1464
4 | 6 | 2 | 8.9 | 0 | 0.24 | 0 | 0.46841 | 0 | 0 | 0 | 0.92967 | 0 | 0 | 0 | 0 | 4648.3731 | -4648.3731 | -6640.533 | 0 | 8810671.9203 | 8810.6719 | 267665.9824 | 8729.567
4 | 6 | 3 | 10 | 0 | 0.24 | 0 | 0.42255 | 0 | 0 | 0 | 0.84891 | 0 | 0 | 0 | 0 | 4244.5635 | -4244.5635 | -6063.6621 | 0 | 8804608.2582 | 8804.6083 | 267481.7699 | 8723.5591
4 | 6 | 4 | 8.9 | 0 | 0.24 | 0 | 0.36162 | 0 | 0 | 0 | 0.82085 | 0 | 0 | 0 | 0 | 4104.2568 | -4104.2568 | -5863.224 | 0 | 8798745.0342 | 8798.745 | 267303.6466 | 8717.7499
4 | 6 | 5 | 8.9 | 0 | 0.24 | 0 | 0.36258 | 0 | 0 | 0 | 0.81925 | 0 | 0 | 0 | 0 | 4096.2718 | -4096.2718 | -5851.8169 | 0 | 8792893.2173 | 8792.8932 | 267125.8699 | 8711.9519
4 | 6 | 6 | 8.3 | 12.6439 | 0.24 | 994.1713 | 0.35848 | 0 | 994.1713 | 0 | 0.81948 | 0 | 0 | 0 | 0 | 4097.4125 | -3103.2413 | -4433.2018 | 0 | 8788460.0154 | 8788.46 | 266991.1903 | 8707.5595
4 | 6 | 7 | 13.3 | 180.9217 | 0.24 | 14225.6543 | 0.33039 | 0 | 14225.6543 | 0 | 0.93515 | 0 | 0 | 0 | 0 | 4675.75 | 9549.9043 | 0 | 6684.933 | 8795144.9485 | 8795.1449 | 267194.2769 | 8714.1829
4 | 6 | 8 | 16.7 | 431.2057 | 0.24 | 33905.185 | 0.32738 | 0 | 33905.185 | 0 | 1.135 | 0 | 0 | 0 | 0 | 5675.0076 | 28230.1774 | 0 | 19761.1242 | 8814906.0727 | 8814.9061 | 267794.6149 | 8733.7621
4 | 6 | 9 | 19.4 | 631.9112 | 0.24 | 49686.416 | 0.32244 | 0 | 49686.416 | 0 | 1.0677 | 0 | 0 | 0 | 0 | 5338.4996 | 44347.9163 | 0 | 31043.5414 | 8845949.6141 | 8845.9496 | 268737.7098 | 8764.5199
4 | 6 | 10 | 21.1 | 816.5546 | 0.24 | 64204.7054 | 0.30487 | 0 | 64204.7054 | 0 | 1.0743 | 0 | 0 | 0 | 0 | 5371.5801 | 58833.1253 | 0 | 41183.1877 | 8887132.8018 | 8887.1328 | 269988.8446 | 8805.324
4 | 6 | 11 | 23.3 | 929.4864 | 0.24 | 73084.3967 | 0.2969 | 0 | 73084.3967 | 0 | 1.1653 | 0 | 0 | 0 | 0 | 5826.7214 | 67257.6753 | 0 | 47080.3727 | 8934213.1746 | 8934.2132 | 271419.1344 | 8851.971
4 | 6 | 12 | 24.4 | 1018.151 | 0.24 | 80055.9889 | 0.27588 | 0 | 80055.9889 | 0.32 | 1.0972 | 0 | 0 | 0 | 0 | 7086.139 | 72969.85 | 0 | 51078.895 | 8985292.0696 | 8985.2921 | 272970.8983 | 8902.5797
4 | 6 | 13 | 24.4 | 974.6521 | 0.24 | 76635.7233 | 0.29324 | 0 | 76635.7233 | 0.32 | 1.7826 | 0 | 0 | 0 | 0 | 10512.8169 | 66122.9064 | 0 | 46286.0345 | 9031578.104 | 9031.5781 | 274377.0563 | 8948.4396
4 | 6 | 14 | 25 | 863.7065 | 0.24 | 67912.202 | 0.30706 | 0 | 67912.202 | 0.8 | 3.0265 | 0 | 0 | 0 | 0 | 19132.6734 | 48779.5286 | 0 | 34145.67 | 9065723.7741 | 9065.7238 | 275414.3931 | 8982.271
4 | 6 | 15 | 25 | 681.5827 | 0.24 | 53592.0297 | 0.3078 | 0 | 53592.0297 | 0.8 | 4.47 | 0 | 0 | 0 | 0 | 26349.9143 | 27242.1154 | 0 | 19069.4808 | 9084793.2549 | 9084.7933 | 275993.7191 | 9001.1649
4 | 6 | 16 | 25 | 452.293 | 0.24 | 35563.2549 | 0.35302 | 0 | 35563.2549 | 0.8 | 5.0104 | 0 | 0 | 0 | 0 | 29052.2445 | 6511.0103 | 0 | 4557.7072 | 9089350.9621 | 9089.351 | 276132.1811 | 9005.6807
4 | 6 | 17 | 23.9 | 211.4591 | 0.24 | 16626.7786 | 0.41717 | 0 | 16626.7786 | 0 | 5.2589 | 0 | 0 | 0 | 0 | 26294.3921 | -9667.6135 | -13810.8765 | 0 | 9075540.0856 | 9075.5401 | 275712.6102 | 8991.9969
4 | 6 | 18 | 21.7 | 21.813 | 0.24 | 1715.1278 | 0.45063 | 0 | 1715.1278 | 0 | 3.8159 | 0 | 0 | 0 | 0 | 19079.4327 | -17364.3049 | -24806.1499 | 0 | 9050733.9358 | 9050.7339 | 274959.0056 | 8967.4191
4 | 6 | 19 | 19.4 | 0 | 0.24 | 0 | 0.49443 | 0 | 0 | 0 | 2.2686 | 0 | 0 | 0 | 0 | 11343.171 | -11343.171 | -16204.53 | 0 | 9034529.4057 | 9034.5294 | 274466.7161 | 8951.3638
4 | 6 | 20 | 18.3 | 0 | 0.24 | 0 | 0.55985 | 0 | 0 | 0 | 1.9045 | 0 | 0 | 0 | 0 | 9522.6058 | -9522.6058 | -13603.7225 | 0 | 9020925.6832 | 9020.9257 | 274053.4385 | 8937.8853
4 | 6 | 21 | 17.8 | 0 | 0.24 | 0 | 0.5933 | 0 | 0 | 0 | 2.1162 | 0 | 0 | 0 | 0 | 10581.1801 | -10581.1801 | -15115.9715 | 0 | 9005809.7117 | 9005.8097 | 273594.2191 | 8922.9085
4 | 6 | 22 | 17.2 | 0 | 0.24 | 0 | 0.59782 | 0 | 0 | 0 | 1.7514 | 0 | 0 | 0 | 0 | 8757.1927 | -8757.1927 | -12510.2753 | 0 | 8993299.4364 | 8993.2994 | 273214.1601 | 8910.5133
4 | 6 | 23 | 15.6 | 0 | 0.24 | 0 | 0.58596 | 0 | 0 | 0 | 1.3743 | 0 | 0 | 0 | 0 | 6871.6072 | -6871.6072 | -9816.5818 | 0 | 8983482.8547 | 8983.4829 | 272915.9348 | 8900.7871
4 | 7 | 0 | 14.4 | 0 | 0.24 | 0 | 0.5643 | 0 | 0 | 0 | 1.1359 | 0 | 0 | 0 | 0 | 5679.5705 | -5679.5705 | -8113.6721 | 0 | 8975369.1826 | 8975.3692 | 272669.4435 | 8892.7481
4 | 7 | 1 | 13.3 | 0 | 0.24 | 0 | 0.55933 | 0 | 0 | 0 | 1.0579 | 0 | 0 | 0 | 0 | 5289.4493 | -5289.4493 | -7556.3562 | 0 | 8967812.8264 | 8967.8128 | 272439.8833 | 8885.2613
4 | 7 | 2 | 12.8 | 0 | 0.24 | 0 | 0.52679 | 0 | 0 | 0 | 0.96504 | 0 | 0 | 0 | 0 | 4825.1824 | -4825.1824 | -6893.1177 | 0 | 8960919.7088 | 8960.9197 | 272230.4722 | 8878.4317
4 | 7 | 3 | 13.3 | 0 | 0.24 | 0 | 0.5131 | 0 | 0 | 0 | 0.86967 | 0 | 0 | 0 | 0 | 4348.3677 | -4348.3677 | -6211.9538 | 0 | 8954707.755 | 8954.7078 | 272041.7546 | 8872.2769
4 | 7 | 4 | 11.7 | 0 | 0.24 | 0 | 0.48264 | 0 | 0 | 0 | 0.84618 | 0 | 0 | 0 | 0 | 4230.875 | -4230.875 | -6044.1072 | 0 | 8948663.6478 | 8948.6636 | 271858.1361 | 8866.2884
4 | 7 | 5 | 11.1 | 0 | 0.24 | 0 | 0.46945 | 0 | 0 | 0 | 0.8464 | 0 | 0 | 0 | 0 | 4232.0157 | -4232.0157 | -6045.7368 | 0 | 8942617.911 | 8942.6179 | 271674.4682 | 8860.2984
4 | 7 | 6 | 11.1 | 16.0052 | 0.24 | 1258.4674 | 0.41996 | 0 | 1258.4674 | 0 | 0.90024 | 0 | 0 | 0 | 0 | 4501.2221 | -3242.7547 | -4632.5068 | 0 | 8937985.4042 | 8937.9854 | 271533.7338 | 8855.7085
4 | 7 | 7 | 12.8 | 186.2252 | 0.24 | 14642.6674 | 0.37698 | 0 | 14642.6674 | 0 | 0.95842 | 0 | 0 | 0 | 0 | 4792.1019 | 9850.5655 | 0 | 6895.3959 | 8944880.8001 | 8944.8808 | 271743.2142 | 8862.5404
4 | 7 | 8 | 15 | 444.982 | 0.24 | 34988.3998 | 0.39852 | 0 | 34988.3998 | 0 | 0.93173 | 0 | 0 | 0 | 0 | 4658.6394 | 30329.7604 | 0 | 21230.8323 | 8966111.6324 | 8966.1116 | 272388.2015 | 8883.5758
4 | 7 | 9 | 16.7 | 669.143 | 0.24 | 52613.9111 | 0.3811 | 0 | 52613.9111 | 0 | 0.94405 | 0 | 0 | 0 | 0 | 4720.2375 | 47893.6736 | 0 | 33525.5715 | 8999637.2038 | 8999.6372 | 273406.6999 | 8916.7928
4 | 7 | 10 | 18.3 | 816.5705 | 0.24 | 64205.9588 | 0.3476 | 0 | 64205.9588 | 0 | 1.0878 | 0 | 0 | 0 | 0 | 5438.8817 | 58767.0771 | 0 | 41136.954 | 9040774.1578 | 9040.7742 | 274656.4301 | 8957.551
4 | 7 | 11 | 20 | 938.1594 | 0.24 | 73766.3509 | 0.31322 | 0 | 73766.3509 | 0 | 1.1841 | 0 | 0 | 0 | 0 | 5920.2592 | 67846.0917 | 0 | 47492.2642 | 9088266.422 | 9088.2664 | 276099.2331 | 9004.6061
4 | 7 | 12 | 19.4 | 1017.5192 | 0.24 | 80006.3158 | 0.27968 | 0 | 80006.3158 | 0 | 1.3636 | 0 | 0 | 0 | 0 | 6817.9941 | 73188.3218 | 0 | 51231.8252 | 9139498.2472 | 9139.4982 | 277655.643 | 9055.3663
4 | 7 | 13 | 20 | 979.6159 | 0.24 | 77026.0238 | 0.27926 | 0 | 77026.0238 | 0 | 2.0549 | 0 | 0 | 0 | 0 | 10274.3304 | 66751.6934 | 0 | 46726.1854 | 9186224.4326 | 9186.2244 | 279075.1726 | 9101.6624
4 | 7 | 14 | 20 | 851.904 | 0.24 | 66984.1921 | 0.26731 | 0 | 66984.1921 | 0 | 3.7684 | 0 | 0 | 0 | 0 | 18842.166 | 48142.0261 | 0 | 33699.4183 | 9219923.8508 | 9219.9239 | 280098.9524 | 9135.0516
4 | 7 | 15 | 19.4 | 680.2509 | 0.24 | 53487.3108 | 0.24329 | 0 | 53487.3108 | 0 | 5.1145 | 0 | 0 | 0 | 0 | 25572.3258 | 27914.985 | 0 | 19540.4895 | 9239464.3403 | 9239.4643 | 280692.5876 | 9154.4122
4 | 7 | 16 | 18.3 | 451.7327 | 0.24 | 35519.202 | 0.20546 | 0 | 35519.202 | 0 | 5.5806 | 0 | 0 | 0 | 0 | 27902.7863 | 7616.4158 | 0 | 5331.491 | 9244795.8314 | 9244.7958 | 280854.5569 | 9159.6946
4 | 7 | 17 | 17.8 | 209.7909 | 0.24 | 16495.6073 | 0.17965 | 0 | 16495.6073 | 0 | 5.4784 | 0 | 0 | 0 | 0 | 27391.7504 | -10896.1431 | -15565.9187 | 0 | 9229229.9127 | 9229.2299 | 280381.6682 | 9144.272
4 | 7 | 18 | 16.7 | 21.9016 | 0.24 | 1722.0989 | 0.15265 | 0 | 1722.0989 | 0 | 4.154 | 0 | 0 | 0 | 0 | 20769.9576 | -19047.8586 | -27211.2266 | 0 | 9202018.6861 | 9202.0187 | 279554.9981 | 9117.3113
4 | 7 | 19 | 15.6 | 0 | 0.24 | 0 | 0.15382 | 0 | 0 | 0 | 2.3722 | 0 | 0 | 0 | 0 | 11861.0511 | -11861.0511 | -16944.3587 | 0 | 9185074.3273 | 9185.0743 | 279040.2327 | 9100.5229
4 | 7 | 20 | 15 | 0 | 0.24 | 0 | 0.18444 | 0 | 0 | 0 | 1.8388 | 0 | 0 | 0 | 0 | 9194.0827 | -9194.0827 | -13134.4039 | 0 | 9171939.9234 | 9171.9399 | 278641.2129 | 9087.5094
4 | 7 | 21 | 14.4 | 0 | 0.24 | 0 | 0.22061 | 0 | 0 | 0 | 1.8995 | 0 | 0 | 0 | 0 | 9497.5103 | -9497.5103 | -13567.8718 | 0 | 9158372.0517 | 9158.3721 | 278229.0244 | 9074.0664
4 | 7 | 22 | 14.4 | 0 | 0.24 | 0 | 0.22626 | 0 | 0 | 0 | 1.5965 | 0 | 0 | 0 | 0 | 7982.6539 | -7982.6539 | -11403.7914 | 0 | 9146968.2603 | 9146.9683 | 277882.5801 | 9062.7676
4 | 7 | 23 | 14.4 | 0 | 0.24 | 0 | 0.21712 | 0 | 0 | 0 | 1.3533 | 0 | 0 | 0 | 0 | 6766.6624 | -6766.6624 | -9666.6605 | 0 | 9137301.5998 | 9137.3016 | 277588.9094 | 9053.1899
4 | 8 | 0 | 13.9 | 0 | 0.24 | 0 | 0.21345 | 0 | 0 | 0 | 1.2445 | 0 | 0 | 0 | 0 | 6222.5461 | -6222.5461 | -8889.3515 | 0 | 9128412.2483 | 9128.4122 | 277318.8531 | 9044.3824
4 | 8 | 1 | 13.9 | 0 | 0.24 | 0 | 0.19379 | 0 | 0 | 0 | 1.1067 | 0 | 0 | 0 | 0 | 5533.5602 | -5533.5602 | -7905.086 | 0 | 9120507.1623 | 9120.5072 | 277078.6986 | 9036.5501
4 | 8 | 2 | 13.9 | 0 | 0.24 | 0 | 0.18099 | 0 | 0 | 0 | 1.052 | 0 | 0 | 0 | 0 | 5259.791 | -5259.791 | -7513.9871 | 0 | 9112993.1751 | 9112.9932 | 276850.4256 | 9029.1053
4 | 8 | 3 | 13.3 | 0 | 0.24 | 0 | 0.16013 | 0 | 0 | 0 | 0.90458 | 0 | 0 | 0 | 0 | 4522.8955 | -4522.8955 | -6461.2793 | 0 | 9106531.8958 | 9106.5319 | 276654.1335 | 9022.7035
4 | 8 | 4 | 12.8 | 0 | 0.24 | 0 | 0.14307 | 0 | 0 | 0 | 0.8569 | 0 | 0 | 0 | 0 | 4284.4882 | -4284.4882 | -6120.6974 | 0 | 9100411.1984 | 9100.4112 | 276468.1883 | 9016.6391
4 | 8 | 5 | 12.8 | 0 | 0.24 | 0 | 0.15171 | 0 | 0 | 0 | 0.87013 | 0 | 0 | 0 | 0 | 4350.6491 | -4350.6491 | -6215.213 | 0 | 9094195.9855 | 9094.196 | 276279.3717 | 9010.4811
4 | 8 | 6 | 12.2 | 14.2918 | 0.24 | 1123.7448 | 0.13824 | 0 | 1123.7448 | 0 | 0.94473 | 0 | 0 | 0 | 0 | 4723.6596 | -3599.9148 | -5142.7354 | 0 | 9089053.2501 | 9089.0533 | 276123.1367 | 9005.3857
4 | 8 | 7 | 12.8 | 199.2308 | 0.24 | 15665.2769 | 0.14026 | 0 | 15665.2769 | 0 | 0.87241 | 0 | 0 | 0 | 0 | 4362.0561 | 11303.2208 | 0 | 7912.2546 | 9096965.5046 | 9096.9655 | 276363.509 | 9013.2251
4 | 8 | 8 | 13.9 | 449.4958 | 0.24 | 35343.3173 | 0.14676 | 0 | 35343.3173 | 0 | 0.90504 | 0 | 0 | 0 | 0 | 4525.1769 | 30818.1403 | 0 | 21572.6982 | 9118538.2029 | 9118.5382 | 277018.8821 | 9034.5992
4 | 8 | 9 | 15.6 | 679.6491 | 0.24 | 53439.9943 | 0.16546 | 0 | 53439.9943 | 0 | 0.98625 | 0 | 0 | 0 | 0 | 4931.2679 | 48508.7264 | 0 | 33956.1085 | 9152494.3114 | 9152.4943 | 278050.4601 | 9068.2428
4 | 8 | 10 | 15.6 | 855.0975 | 0.24 | 67235.2886 | 0.13924 | 0 | 67235.2886 | 0 | 1.0145 | 0 | 0 | 0 | 0 | 5072.7154 | 62162.5733 | 0 | 43513.8013 | 9196008.1126 | 9196.0081 | 279372.3984 | 9111.356
4 | 8 | 11 | 17.2 | 879.4657 | 0.24 | 69151.3315 | 0.13023 | 0 | 69151.3315 | 0 | 1.1327 | 0 | 0 | 0 | 0 | 5663.6006 | 63487.7309 | 0 | 44441.4117 | 9240449.5243 | 9240.4495 | 280722.5172 | 9155.3883
4 | 8 | 12 | 18.3 | 886.3715 | 0.24 | 69694.3267 | 0.11848 | 0 | 69694.3267 | 0 | 1.3335 | 0 | 0 | 0 | 0 | 6667.421 | 63026.9056 | 0 | 44118.8339 | 9284568.3582 | 9284.5684 | 282062.8362 | 9199.101
4 | 8 | 13 | 18.3 | 941.7441 | 0.24 | 74048.2115 | 0.11715 | 0 | 74048.2115 | 0 | 1.9867 | 0 | 0 | 0 | 0 | 9933.2596 | 64114.9519 | 0 | 44880.4664 | 9329448.8246 | 9329.4488 | 283426.2934 | 9243.5684
4 | 8 | 14 | 18.9 | 737.5433 | 0.24 | 57992.1452 | 0.12544 | 0 | 57992.1452 | 0 | 3.6799 | 0 | 0 | 0 | 0 | 18399.5725 | 39592.5727 | 0 | 27714.8009 | 9357163.6255 | 9357.1636 | 284268.262 | 9271.028
4 | 8 | 15 | 19.4 | 527.8478 | 0.24 | 41504.0416 | 0.11756 | 0 | 41504.0416 | 0 | 5.1592 | 0 | 0 | 0 | 0 | 25795.904 | 15708.1375 | 0 | 10995.6963 | 9368159.3218 | 9368.1593 | 284602.3085 | 9281.9225
4 | 8 | 16 | 18.9 | 309.2724 | 0.24 | 24317.7186 | 0.13829 | 0 | 24317.7186 | 0 | 5.7049 | 0 | 0 | 0 | 0 | 28524.4705 | -4206.7519 | -6009.6456 | 0 | 9362149.6762 | 9362.1497 | 284419.737 | 9275.9682
4 | 8 | 17 | 18.3 | 132.4425 | 0.24 | 10413.7925 | 0.18261 | 0 | 10413.7925 | 0 | 5.291 | 0 | 0 | 0 | 0 | 26455.2315 | -16041.4391 | -22916.3415 | 0 | 9339233.3347 | 9339.2333 | 283723.5443 | 9253.2628
4 | 8 | 18 | 15.6 | 13.9778 | 0.24 | 1099.0559 | 0.23063 | 0 | 1099.0559 | 0 | 3.877 | 0 | 0 | 0 | 0 | 19385.1416 | -18286.0857 | -26122.9796 | 0 | 9313110.3551 | 9313.1104 | 282929.9348 | 9227.3803
4 | 8 | 19 | 13.9 | 0 | 0.24 | 0 | 0.29797 | 0 | 0 | 0 | 2.2029 | 0 | 0 | 0 | 0 | 11014.648 | -11014.648 | -15735.2114 | 0 | 9297375.1437 | 9297.3751 | 282451.9031 | 9211.7899
4 | 8 | 20 | 12.8 | 0 | 0.24 | 0 | 0.36292 | 0 | 0 | 0 | 1.777 | 0 | 0 | 0 | 0 | 8884.9516 | -8884.9516 | -12692.7881 | 0 | 9284682.3556 | 9284.6824 | 282066.2994 | 9199.214
4 | 8 | 21 | 13.3 | 0 | 0.24 | 0 | 0.41807 | 0 | 0 | 0 | 2.009 | 0 | 0 | 0 | 0 | 10045.0487 | -10045.0487 | -14350.0695 | 0 | 9270332.2861 | 9270.3323 | 281630.3479 | 9184.996
4 | 8 | 22 | 12.8 | 0 | 0.24 | 0 | 0.41283 | 0 | 0 | 0 | 1.7083 | 0 | 0 | 0 | 0 | 8541.5994 | -8541.5994 | -12202.2849 | 0 | 9258130.0012 | 9258.13 | 281259.6456 | 9172.9061
4 | 8 | 23 | 12.2 | 0 | 0.24 | 0 | 0.40636 | 0 | 0 | 0 | 1.4528 | 0 | 0 | 0 | 0 | 7264.0098 | -7264.0098 | -10377.1568 | 0 | 9247752.8444 | 9247.7528 | 280944.3902 | 9162.6244
4 | 9 | 0 | 10.6 | 0 | 0.24 | 0 | 0.37457 | 0 | 0 | 0 | 1.1831 | 0 | 0 | 0 | 0 | 5915.6964 | -5915.6964 | -8450.9949 | 0 | 9239301.8495 | 9239.3018 | 280687.6511 | 9154.2512
4 | 9 | 1 | 11.1 | 0 | 0.24 | 0 | 0.3379 | 0 | 0 | 0 | 1.0951 | 0 | 0 | 0 | 0 | 5475.3842 | -5475.3842 | -7821.9775 | 0 | 9231479.872 | 9231.4799 | 280450.0214 | 9146.5013
4 | 9 | 2 | 11.1 | 0 | 0.24 | 0 | 0.30862 | 0 | 0 | 0 | 0.95431 | 0 | 0 | 0 | 0 | 4771.5692 | -4771.5692 | -6816.5275 | 0 | 9224663.3446 | 9224.6633 | 280242.9371 | 9139.7475
4 | 9 | 3 | 11.1 | 0 | 0.24 | 0 | 0.29419 | 0 | 0 | 0 | 0.90891 | 0 | 0 | 0 | 0 | 4544.5689 | -4544.5689 | -6492.2413 | 0 | 9218171.1032 | 9218.1711 | 280045.7044 | 9133.315
4 | 9 | 4 | 11.1 | 0 | 0.24 | 0 | 0.27006 | 0 | 0 | 0 | 0.85553 | 0 | 0 | 0 | 0 | 4277.6439 | -4277.6439 | -6110.9199 | 0 | 9212060.1833 | 9212.0602 | 279860.0562 | 9127.2603
4 | 9 | 5 | 11.1 | 0 | 0.24 | 0 | 0.25646 | 0 | 0 | 0 | 0.85188 | 0 | 0 | 0 | 0 | 4259.3927 | -4259.3927 | -6084.8467 | 0 | 9205975.3367 | 9205.9753 | 279675.2001 | 9121.2315
4 | 9 | 6 | 11.7 | 4.1111 | 0.24 | 323.2517 | 0.2506 | 0 | 323.2517 | 0 | 0.8245 | 0 | 0 | 0 | 0 | 4122.5081 | -3799.2563 | -5427.509 | 0 | 9200547.8276 | 9200.5478 | 279510.3138 | 9115.8539
4 | 9 | 7 | 12.2 | 32.8889 | 0.24 | 2586.0139 | 0.25414 | 0 | 2586.0139 | 0 | 0.9404 | 0 | 0 | 0 | 0 | 4701.9862 | -2115.9724 | -3022.8176 | 0 | 9197525.01 | 9197.525 | 279418.4813 | 9112.859
4 | 9 | 8 | 13.9 | 68.2444 | 0.24 | 5365.9788 | 0.19027 | 0 | 5365.9788 | 0 | 1.1957 | 0 | 0 | 0 | 0 | 5978.4352 | -612.4564 | -874.9377 | 0 | 9196650.0723 | 9196.6501 | 279391.9009 | 9111.9921
4 | 9 | 9 | 15.6 | 121.6889 | 0.24 | 9568.2513 | 0.15755 | 0 | 9568.2513 | 0 | 1.3857 | 0 | 0 | 0 | 0 | 6928.6425 | 2639.6088 | 0 | 1847.7262 | 9198497.7984 | 9198.4978 | 279448.0344 | 9113.8228
4 | 9 | 10 | 17.2 | 134.1026 | 0.24 | 10544.3298 | 0.1732 | 0 | 10544.3298 | 0 | 1.5169 | 0 | 0 | 0 | 0 | 7584.5479 | 2959.7819 | 0 | 2071.8473 | 9200569.6458 | 9200.5696 | 279510.9766 | 9115.8756
4 | 9 | 11 | 18.3 | 856.0468 | 0.24 | 67309.9289 | 0.18042 | 0 | 67309.9289 | 0 | 1.8708 | 0 | 0 | 0 | 0 | 9353.7814 | 57956.1474 | 0 | 40569.3032 | 9241138.949 | 9241.1389 | 280743.4617 | 9156.0714
4 | 9 | 12 | 19.4 | 965.785 | 0.24 | 75938.5134 | 0.20507 | 0 | 75938.5134 | 0 | 1.8012 | 0 | 0 | 0 | 0 | 9005.8664 | 66932.647 | 0 | 46852.8529 | 9287991.8019 | 9287.9918 | 282166.8396 | 9202.493
4 | 9 | 13 | 20.6 | 948.5404 | 0.24 | 74582.5942 | 0.23271 | 0 | 74582.5942 | 0 | 2.2531 | 0 | 0 | 0 | 0 | 11265.6031 | 63316.9911 | 0 | 44321.8938 | 9332313.6957 | 9332.3137 | 283513.3275 | 9246.4069
4 | 9 | 14 | 21.1 | 850.9682 | 0.24 | 66910.609 | 0.26917 | 0 | 66910.609 | 0 | 4.1282 | 0 | 0 | 0 | 0 | 20641.0579 | 46269.5511 | 0 | 32388.6858 | 9364702.3815 | 9364.7024 | 284497.2875 | 9278.4974
4 | 9 | 15 | 21.7 | 618.3257 | 0.24 | 48618.2093 | 0.31256 | 0 | 48618.2093 | 0 | 5.4683 | 0 | 0 | 0 | 0 | 27341.5594 | 21276.6499 | 0 | 14893.6549 | 9379596.0364 | 9379.596 | 284949.753 | 9293.254
4 | 9 | 16 | 21.7 | 409.3329 | 0.24 | 32185.3571 | 0.34837 | 0 | 32185.3571 | 0 | 5.8527 | 0 | 0 | 0 | 0 | 29263.6474 | 2921.7097 | 0 | 2045.1968 | 9381641.2332 | 9381.6412 | 285011.8856 | 9295.2803
4 | 9 | 17 | 21.1 | 171.9839 | 0.24 | 13522.8864 | 0.38383 | 0 | 13522.8864 | 0 | 5.4683 | 0 | 0 | 0 | 0 | 27341.5594 | -13818.673 | -19740.9614 | 0 | 9361900.2718 | 9361.9003 | 284412.1602 | 9275.7211
4 | 9 | 18 | 18.9 | 22.264 | 0.24 | 1750.5899 | 0.40433 | 0 | 1750.5899 | 0 | 4.1159 | 0 | 0 | 0 | 0 | 20579.4598 | -18828.8699 | -26898.3856 | 0 | 9335001.8862 | 9335.0019 | 283594.994 | 9249.0703
4 | 9 | 19 | 17.2 | 0 | 0.24 | 0 | 0.45216 | 0 | 0 | 0 | 2.3679 | 0 | 0 | 0 | 0 | 11839.3777 | -11839.3777 | -16913.3968 | 0 | 9318088.4895 | 9318.0885 | 283081.1693 | 9232.3126
4 | 9 | 20 | 16.7 | 0 | 0.24 | 0 | 0.53416 | 0 | 0 | 0 | 1.9107 | 0 | 0 | 0 | 0 | 9553.4048 | -9553.4048 | -13647.7211 | 0 | 9304440.7683 | 9304.4408 | 282666.555 | 9218.7905
4 | 9 | 21 | 16.7 | 0 | 0.24 | 0 | 0.58866 | 0 | 0 | 0 | 2.0581 | 0 | 0 | 0 | 0 | 10290.3003 | -10290.3003 | -14700.429 | 0 | 9289740.3393 | 9289.7403 | 282219.9597 | 9204.2254
4 | 9 | 22 | 15.6 | 0 | 0.24 | 0 | 0.58772 | 0 | 0 | 0 | 1.7124 | 0 | 0 | 0 | 0 | 8562.1321 | -8562.1321 | -12231.6173 | 0 | 9277508.722 | 9277.5087 | 281848.3662 | 9192.1064
4 | 9 | 23 | 16.1 | 0 | 0.24 | 0 | 0.57476 | 0 | 0 | 0 | 1.4473 | 0 | 0 | 0 | 0 | 7236.6328 | -7236.6328 | -10338.0469 | 0 | 9267170.6751 | 9267.1707 | 281534.299 | 9181.8635
4 | 10 | 0 | 16.1 | 0 | 0.24 | 0 | 0.56619 | 0 | 0 | 0 | 1.242 | 0 | 0 | 0 | 0 | 6209.9983 | -6209.9983 | -8871.4261 | 0 | 9258299.249 | 9258.2992 | 281264.7873 | 9173.0737
4 | 10 | 1 | 15 | 0 | 0.24 | 0 | 0.53568 | 0 | 0 | 0 | 1.1085 | 0 | 0 | 0 | 0 | 5542.6858 | -5542.6858 | -7918.1226 | 0 | 9250381.1263 | 9250.3811 | 281024.2367 | 9165.2285
4 | 10 | 2 | 14.4 | 0 | 0.24 | 0 | 0.48323 | 0 | 0 | 0 | 1.0807 | 0 | 0 | 0 | 0 | 5403.5198 | -5403.5198 | -7719.314 | 0 | 9242661.8123 | 9242.6618 | 280789.7259 | 9157.5803
4 | 10 | 3 | 13.3 | 0 | 0.24 | 0 | 0.45929 | 0 | 0 | 0 | 0.99241 | 0 | 0 | 0 | 0 | 4962.067 | -4962.067 | -7088.6671 | 0 | 9235573.1452 | 9235.5731 | 280574.374 | 9150.5568
4 | 10 | 4 | 11.1 | 0 | 0.24 | 0 | 0.45529 | 0 | 0 | 0 | 0.91667 | 0 | 0 | 0 | 0 | 4583.3529 | -4583.3529 | -6547.647 | 0 | 9229025.4982 | 9229.0255 | 280375.4582 | 9144.0695
4 | 10 | 5 | 11.7 | 0 | 0.24 | 0 | 0.45959 | 0 | 0 | 0 | 0.87104 | 0 | 0 | 0 | 0 | 4355.2119 | -4355.2119 | -6221.7313 | 0 | 9222803.7669 | 9222.8038 | 280186.4436 | 9137.905
4 | 10 | 6 | 12.2 | 7.4 | 0.24 | 581.8531 | 0.45965 | 0 | 581.8531 | 0 | 0.89979 | 0 | 0 | 0 | 0 | 4498.9407 | -3917.0876 | -5595.8394 | 0 | 9217207.9275 | 9217.2079 | 280016.4434 | 9132.3607
4 | 10 | 7 | 13.9 | 195.6033 | 0.24 | 15380.0559 | 0.44664 | 0 | 15380.0559 | 0 | 0.90937 | 0 | 0 | 0 | 0 | 4546.8503 | 10833.2056 | 0 | 7583.2439 | 9224791.1714 | 9224.7912 | 280246.8204 | 9139.8741
4 | 10 | 8 | 14.4 | 434.4458 | 0.24 | 34159.9526 | 0.37662 | 0 | 34159.9526 | 0 | 0.98785 | 0 | 0 | 0 | 0 | 4939.2529 | 29220.6997 | 0 | 20454.4898 | 9245245.6612 | 9245.2457 | 280868.2226 | 9160.1403
4 | 10 | 9 | 14.4 | 652.7279 | 0.24 | 51323.2083 | 0.34831 | 0 | 51323.2083 | 0 | 1.0469 | 0 | 0 | 0 | 0 | 5234.6955 | 46088.5128 | 0 | 32261.959 | 9277507.6202 | 9277.5076 | 281848.3328 | 9192.1053
4 | 10 | 10 | 14.4 | 812.1472 | 0.24 | 63858.1624 | 0.37441 | 0 | 63858.1624 | 0 | 1.5557 | 0 | 0 | 0 | 0 | 7778.4677 | 56079.6946 | 0 | 39255.7862 | 9316763.4064 | 9316.7634 | 283040.9136 | 9230.9997
4 | 10 | 11 | 15.6 | 944.1266 | 0.24 | 74235.5428 | 0.40353 | 0 | 74235.5428 | 0 | 2.909 | 0 | 0 | 0 | 0 | 14545.1301 | 59690.4127 | 0 | 41783.2889 | 9358546.6953 | 9358.5467 | 284310.2794 | 9272.3984
4 | 10 | 12 | 16.7 | 903.247 | 0.24 | 71021.2294 | 0.40607 | 0 | 71021.2294 | 0 | 4.0041 | 0 | 0 | 0 | 0 | 20020.5144 | 51000.715 | 0 | 35700.5005 | 9394247.1958 | 9394.2472 | 285394.8515 | 9307.7703
4 | 10 | 13 | 17.8 | 699.8201 | 0.24 | 55026.0136 | 0.42401 | 0 | 55026.0136 | 0 | 4.2656 | 0 | 0 | 0 | 0 | 21327.7623 | 33698.2512 | 0 | 23588.7759 | 9417835.9717 | 9417.836 | 286111.4726 | 9331.1419
4 | 10 | 14 | 18.3 | 539.0917 | 0.24 | 42388.1357 | 0.43923 | 0 | 42388.1357 | 0 | 4.4695 | 0 | 0 | 0 | 0 | 22347.5527 | 20040.583 | 0 | 14028.4081 | 9431864.3798 | 9431.8644 | 286537.652 | 9345.0412
4 | 10 | 15 | 18.3 | 542.7547 | 0.24 | 42676.1473 | 0.4362 | 0 | 42676.1473 | 0 | 5.0403 | 0 | 0 | 0 | 0 | 25201.5967 | 17474.5506 | 0 | 12232.1854 | 9444096.5652 | 9444.0966 | 286909.2627 | 9357.1607
4 | 10 | 16 | 17.8 | 408.8777 | 0.24 | 32149.5646 | 0.44694 | 0 | 32149.5646 | 0 | 4.973 | 0 | 0 | 0 | 0 | 24865.0887 | 7284.4758 | 0 | 5099.1331 | 9449195.6983 | 9449.1957 | 287064.1731 | 9362.2129
4 | 10 | 17 | 17.8 | 171.0259 | 0.24 | 13447.5591 | 0.44209 | 0 | 13447.5591 | 0 | 4.3732 | 0 | 0 | 0 | 0 | 21866.1751 | -8418.616 | -12026.5943 | 0 | 9437169.104 | 9437.1691 | 286698.8082 | 9350.2971
4 | 10 | 18 | 17.8 | 22.0964 | 0.24 | 1737.411 | 0.43118 | 0 | 1737.411 | 0 | 3.0637 | 0 | 0 | 0 | 0 | 15318.5281 | -13581.1172 | -19401.596 | 0 | 9417767.508 | 9417.7675 | 286109.3926 | 9331.0741
4 | 10 | 19 | 17.8 | 0 | 0.24 | 0 | 0.46292 | 0 | 0 | 0 | 1.9798 | 0 | 0 | 0 | 0 | 9899.0384 | -9899.0384 | -14141.4835 | 0 | 9403626.0245 | 9403.626 | 285679.778 | 9317.0627
4 | 10 | 20 | 17.2 | 0 | 0.24 | 0 | 0.52396 | 0 | 0 | 0 | 1.7788 | 0 | 0 | 0 | 0 | 8894.0773 | -8894.0773 | -12705.8247 | 0 | 9390920.1998 | 9390.9202 | 285293.7782 | 9304.4739
4 | 10 | 21 | 17.2 | 0 | 0.24 | 0 | 0.59569 | 0 | 0 | 0 | 1.8851 | 0 | 0 | 0 | 0 | 9425.6458 | -9425.6458 | -13465.2083 | 0 | 9377454.9915 | 9377.455 | 284884.7086 | 9291.1326
4 | 10 | 22 | 16.7 | 0 | 0.24 | 0 | 0.60921 | 0 | 0 | 0 | 1.594 | 0 | 0 | 0 | 0 | 7970.1062 | -7970.1062 | -11385.866 | 0 | 9366069.1255 | 9366.0691 | 284538.8089 | 9279.8516
4 | 10 | 23 | 16.7 | 0 | 0.24 | 0 | 0.59556 | 0 | 0 | 0 | 1.3814 | 0 | 0 | 0 | 0 | 6906.9691 | -6906.9691 | -9867.0987 | 0 | 9356202.0268 | 9356.202 | 284239.0489 | 9270.0753
4 | 11 | 0 | 15.6 | 0 | 0.24 | 0 | 0.57873 | 0 | 0 | 0 | 1.1177 | 0 | 0 | 0 | 0 | 5588.314 | -5588.314 | -7983.3058 | 0 | 9348218.721 | 9348.2187 | 283996.5181 | 9262.1655
4 | 11 | 1 | 15 | 0 | 0.24 | 0 | 0.56612 | 0 | 0 | 0 | 1.0317 | 0 | 0 | 0 | 0 | 5158.2682 | -5158.2682 | -7368.9546 | 0 | 9340849.7664 | 9340.8498 | 283772.6511 | 9254.8644
4 | 11 | 2 | 15 | 0 | 0.24 | 0 | 0.56492 | 0 | 0 | 0 | 0.91736 | 0 | 0 | 0 | 0 | 4586.775 | -4586.775 | -6552.5357 | 0 | 9334297.2307 | 9334.2972 | 283573.5868 | 9248.3721
4 | 11 | 3 | 13.9 | 0 | 0.24 | 0 | 0.54791 | 0 | 0 | 0 | 0.85051 | 0 | 0 | 0 | 0 | 4252.5484 | -4252.5484 | -6075.0692 | 0 | 9328222.1615 | 9328.2222 | 283389.0277 | 9242.353
4 | 11 | 4 | 12.8 | 0 | 0.24 | 0 | 0.56511 | 0 | 0 | 0 | 0.77956 | 0 | 0 | 0 | 0 | 3897.7892 | -3897.7892 | -5568.2702 | 0 | 9322653.8912 | 9322.6539 | 283219.8651 | 9236.836
4 | 11 | 5 | 13.9 | 0 | 0.24 | 0 | 0.56635 | 0 | 0 | 0 | 0.78435 | 0 | 0 | 0 | 0 | 3921.744 | -3921.744 | -5602.4914 | 0 | 9317051.3999 | 9317.0514 | 283049.6628 | 9231.2851
4 | 11 | 6 | 14.4 | 13.1556 | 0.24 | 1034.4055 | 0.54369 | 0 | 1034.4055 | 0 | 0.70975 | 0 | 0 | 0 | 0 | 3548.7334 | -2514.3279 | -3591.897 | 0 | 9313459.5029 | 9313.4595 | 282940.5419 | 9227.7262
4 | 11 | 7 | 15 | 109.4946 | 0.24 | 8609.4301 | 0.49507 | 0 | 8609.4301 | 0 | 0.74511 | 0 | 0 | 0 | 0 | 3725.5427 | 4883.8874 | 0 | 3418.7212 | 9316878.2241 | 9316.8782 | 283044.4017 | 9231.1135
4 | 11 | 8 | 16.7 | 265.1113 | 0.24 | 20845.3858 | 0.46747 | 0 | 20845.3858 | 0 | 0.88907 | 0 | 0 | 0 | 0 | 4445.3276 | 16400.0582 | 0 | 11480.0408 | 9328358.2649 | 9328.3583 | 283393.1625 | 9242.4879
4 | 11 | 9 | 19.4 | 608.8136 | 0.24 | 47870.2793 | 0.50868 | 0 | 47870.2793 | 0 | 0.94313 | 0 | 0 | 0 | 0 | 4715.6747 | 43154.6047 | 0 | 30208.2233 | 9358566.4881 | 9358.5665 | 284310.8807 | 9272.418
4 | 11 | 10 | 20.6 | 450.6891 | 0.24 | 35437.1394 | 0.50308 | 0 | 35437.1394 | 0 | 1.0643 | 0 | 0 | 0 | 0 | 5321.3891 | 30115.7503 | 0 | 21081.0252 | 9379647.5134 | 9379.6475 | 284951.3169 | 9293.305
4 | 11 | 11 | 21.1 | 671.5754 | 0.24 | 52805.1706 | 0.47357 | 0 | 52805.1706 | 0 | 1.2185 | 0 | 0 | 0 | 0 | 6092.5057 | 46712.6649 | 0 | 32698.8655 | 9412346.3788 | 9412.3464 | 285944.7001 | 9325.7028
4 | 11 | 12 | 21.7 | 916.0958 | 0.24 | 72031.513 | 0.46369 | 0 | 72031.513 | 0 | 1.4916 | 0 | 0 | 0 | 0 | 7457.9296 | 64573.5834 | 0 | 45201.5084 | 9457547.8872 | 9457.5479 | 287317.9105 | 9370.4882
4 | 11 | 13 | 22.8 | 908.0736 | 0.24 | 71400.7347 | 0.4477 | 0 | 71400.7347 | 0 | 2.2533 | 0 | 0 | 0 | 0 | 11266.7438 | 60133.9909 | 0 | 42093.7936 | 9499641.6808 | 9499.6417 | 288596.7093 | 9412.1945
4 | 11 | 14 | 22.2 | 824.217 | 0.24 | 64807.1971 | 0.45434 | 0 | 64807.1971 | 0 | 4.1784 | 0 | 0 | 0 | 0 | 20892.013 | 43915.1841 | 0 | 30740.6289 | 9530382.3097 | 9530.3823 | 289530.6018 | 9442.6522
4 | 11 | 15 | 23.9 | 432.5545 | 0.24 | 34011.2383 | 0.44861 | 0 | 34011.2383 | 0 | 5.3727 | 0 | 0 | 0 | 0 | 26863.604 | 7147.6344 | 0 | 5003.3441 | 9535385.6537 | 9535.3857 | 289682.6021 | 9447.6095
4 | 11 | 16 | 21.7 | 352.8499 | 0.24 | 27744.1653 | 0.43783 | 0 | 27744.1653 | 0 | 5.7738 | 0 | 0 | 0 | 0 | 28868.9634 | -1124.7982 | -1606.8545 | 0 | 9533778.7992 | 9533.7788 | 289633.7863 | 9446.0174
4 | 11 | 17 | 21.7 | 86.4133 | 0.24 | 6794.5748 | 0.42701 | 0 | 6794.5748 | 0 | 5.5865 | 0 | 0 | 0 | 0 | 27932.4446 | -21137.8698 | -30196.9569 | 0 | 9503581.8424 | 9503.5818 | 288716.4104 | 9416.0984
4 | 11 | 18 | 20 | 20.9359 | 0.24 | 1646.1661 | 0.41552 | 0 | 1646.1661 | 0 | 3.6071 | 0 | 0 | 0 | 0 | 18035.6876 | -16389.5215 | -23413.6022 | 0 | 9480168.2402 | 9480.1682 | 288005.1111 | 9392.9004
4 | 11 | 19 | 18.3 | 0 | 0.24 | 0 | 0.41915 | 0 | 0 | 0 | 2.0984 | 0 | 0 | 0 | 0 | 10492.2051 | -10492.2051 | -14988.8644 | 0 | 9465179.3758 | 9465.1794 | 287549.7532 | 9378.0495
4 | 11 | 20 | 16.7 | 0 | 0.24 | 0 | 0.45277 | 0 | 0 | 0 | 1.761 | 0 | 0 | 0 | 0 | 8805.1023 | -8805.1023 | -12578.7176 | 0 | 9452600.6583 | 9452.6007 | 287167.6149 | 9365.5866
4 | 11 | 21 | 16.1 | 0 | 0.24 | 0 | 0.46797 | 0 | 0 | 0 | 1.9819 | 0 | 0 | 0 | 0 | 9909.3048 | -9909.3048 | -14156.1497 | 0 | 9438444.5086 | 9438.4445 | 286737.5547 | 9351.5607
4 | 11 | 22 | 16.1 | 0 | 0.24 | 0 | 0.46601 | 0 | 0 | 0 | 1.6933 | 0 | 0 | 0 | 0 | 8466.3129 | -8466.3129 | -12094.7327 | 0 | 9426349.7759 | 9426.3498 | 286370.1198 | 9339.5773
4 | 11 | 23 | 16.7 | 0 | 0.24 | 0 | 0.4763 | 0 | 0 | 0 | 1.4284 | 0 | 0 | 0 | 0 | 7141.9543 | -7141.9543 | -10202.7919 | 0 | 9416146.984 | 9416.147 | 286060.1615 | 9329.4684
4 | 12 | 0 | 16.1 | 0 | 0.24 | 0 | 0.48397 | 0 | 0 | 0 | 1.1658 | 0 | 0 | 0 | 0 | 5829.0028 | -5829.0028 | -8327.1469 | 0 | 9407819.8371 | 9407.8198 | 285807.1849 | 9321.218
4 | 12 | 1 | 15.6 | 0 | 0.24 | 0 | 0.46862 | 0 | 0 | 0 | 1.0143 | 0 | 0 | 0 | 0 | 5071.5747 | -5071.5747 | -7245.1067 | 0 | 9400574.7305 | 9400.5747 | 285587.0804 | 9314.0395
4 | 12 | 2 | 13.9 | 0 | 0.24 | 0 | 0.45255 | 0 | 0 | 0 | 0.9842 | 0 | 0 | 0 | 0 | 4921.0016 | -4921.0016 | -7030.0023 | 0 | 9393544.7282 | 9393.5447 | 285373.5107 | 9307.0743
4 | 12 | 3 | 14.4 | 0 | 0.24 | 0 | 0.46705 | 0 | 0 | 0 | 0.85416 | 0 | 0 | 0 | 0 | 4270.7997 | -4270.7997 | -6101.1424 | 0 | 9387443.5857 | 9387.4436 | 285188.1596 | 9301.0293
4 | 12 | 4 | 13.3 | 0 | 0.24 | 0 | 0.49083 | 0 | 0 | 0 | 0.81264 | 0 | 0 | 0 | 0 | 4063.1914 | -4063.1914 | -5804.5591 | 0 | 9381639.0266 | 9381.639 | 285011.8185 | 9295.2781
4 | 12 | 5 | 13.3 | 0 | 0.24 | 0 | 0.50655 | 0 | 0 | 0 | 0.84298 | 0 | 0 | 0 | 0 | 4214.9052 | -4214.9052 | -6021.2931 | 0 | 9375617.7335 | 9375.6177 | 284828.8932 | 9289.3123
4 | 12 | 6 | 12.8 | 11.5111 | 0.24 | 905.1049 | 0.50344 | 0 | 905.1049 | 0 | 0.81492 | 0 | 0 | 0 | 0 | 4074.5984 | -3169.4936 | -4527.848 | 0 | 9371089.8855 | 9371.0899 | 284691.3383 | 9284.8261
4 | 12 | 7 | 15.6 | 38.6444 | 0.24 | 3038.5663 | 0.49725 | 0 | 3038.5663 | 0 | 0.86397 | 0 | 0 | 0 | 0 | 4319.85 | -1281.2837 | -1830.4053 | 0 | 9369259.4802 | 9369.2595 | 284635.731 | 9283.0126
4 | 12 | 8 | 18.3 | 74.8222 | 0.24 | 5883.1815 | 0.45986 | 0 | 5883.1815 | 0 | 0.96002 | 0 | 0 | 0 | 0 | 4800.0869 | 1083.0947 | 0 | 758.1663 | 9370017.6465 | 9370.0176 | 284658.7639 | 9283.7637
4 | 12 | 9 | 19.4 | 97.0222 | 0.24 | 7628.7409 | 0.46332 | 0 | 7628.7409 | 0 | 1.0848 | 0 | 0 | 0 | 0 | 5424.0525 | 2204.6884 | 0 | 1543.2819 | 9371560.9283 | 9371.5609 | 284705.6485 | 9285.2928
4 | 12 | 10 | 20.6 | 120.0444 | 0.24 | 9438.9506 | 0.46945 | 0 | 9438.9506 | 0 | 1.1631 | 0 | 0 | 0 | 0 | 5815.3144 | 3623.6363 | 0 | 2536.5454 | 9374097.4737 | 9374.0975 | 284782.7081 | 9287.806
4 | 12 | 11 | 21.7 | 129.9111 | 0.24 | 10214.7548 | 0.45693 | 0 | 10214.7548 | 0 | 1.3337 | 0 | 0 | 0 | 0 | 6668.5617 | 3546.193 | 0 | 2482.3351 | 9376579.8089 | 9376.5798 | 284858.1208 | 9290.2655
4 | 12 | 12 | 22.8 | 130.0799 | 0.24 | 10228.023 | 0.46407 | 0 | 10228.023 | 0 | 1.5281 | 0 | 0 | 0 | 0 | 7640.4424 | 2587.5805 | 0 | 1811.3064 | 9378391.1152 | 9378.3911 | 284913.1478 | 9292.0601
4 | 12 | 13 | 23.3 | 134.0222 | 0.24 | 10538.0065 | 0.46963 | 0 | 10538.0065 | 0 | 2.2271 | 0 | 0 | 0 | 0 | 11135.5627 | -597.5562 | -853.6517 | 0 | 9377537.4635 | 9377.5375 | 284887.2141 | 9291.2143
4 | 12 | 14 | 23.9 | 163.8593 | 0.24 | 12884.0609 | 0.48631 | 0 | 12884.0609 | 0 | 4.1887 | 0 | 0 | 0 | 0 | 20943.3447 | -8059.2839 | -11513.2627 | 0 | 9366024.2008 | 9366.0242 | 284537.4441 | 9279.8071
4 | 12 | 15 | 24.4 | 430.9901 | 0.24 | 33888.2334 | 0.52554 | 0 | 33888.2334 | 0.32 | 5.2446 | 0 | 0 | 0 | 0 | 27823.0161 | 6065.2173 | 0 | 4245.6521 | 9370269.853 | 9370.2699 | 284666.4259 | 9284.0136
4 | 12 | 16 | 23.9 | 430.6333 | 0.24 | 33860.1767 | 0.53888 | 0 | 33860.1767 | 0 | 6.1427 | 0 | 0 | 0 | 0 | 30713.4835 | 3146.6931 | 0 | 2202.6852 | 9372472.5382 | 9372.4725 | 284733.3429 | 9286.196
4 | 12 | 17 | 23.9 | 198.4599 | 0.24 | 15604.6628 | 0.56009 | 0 | 15604.6628 | 0 | 6.1436 | 0 | 0 | 0 | 0 | 30718.0463 | -15113.3835 | -21590.5479 | 0 | 9350881.9903 | 9350.882 | 284077.4276 | 9264.8042
4 | 12 | 18 | 21.1 | 23.959 | 0.24 | 1883.8649 | 0.56288 | 0 | 1883.8649 | 0 | 4.2571 | 0 | 0 | 0 | 0 | 21285.5563 | -19401.6914 | -27716.702 | 0 | 9323165.2883 | 9323.1653 | 283235.4012 | 9237.3427
4 | 12 | 19 | 19.4 | 0 | 0.24 | 0 | 0.57738 | 0 | 0 | 0 | 2.2853 | 0 | 0 | 0 | 0 | 11426.4425 | -11426.4425 | -16323.4893 | 0 | 9306841.7991 | 9306.8418 | 282739.4977 | 9221.1695
4 | 12 | 20 | 19.4 | 0 | 0.24 | 0 | 0.60501 | 0 | 0 | 0 | 1.8696 | 0 | 0 | 0 | 0 | 9348.0779 | -9348.0779 | -13354.397 | 0 | 9293487.4021 | 9293.4874 | 282333.7945 | 9207.938
4 | 12 | 21 | 18.3 | 0 | 0.24 | 0 | 0.65577 | 0 | 0 | 0 | 1.9609 | 0 | 0 | 0 | 0 | 9804.3599 | -9804.3599 | -14006.2285 | 0 | 9279481.1736 | 9279.4812 | 281908.2888 | 9194.0607
4 | 12 | 22 | 17.2 | 0 | 0.24 | 0 | 0.66871 | 0 | 0 | 0 | 1.699 | 0 | 0 | 0 | 0 | 8494.8305 | -8494.8305 | -12135.4722 | 0 | 9267345.7014 | 9267.3457 | 281539.6162 | 9182.0369
4 | 12 | 23 | 18.3 | 0 | 0.24 | 0 | 0.67128 | 0 | 0 | 0 | 1.4065 | 0 | 0 | 0 | 0 | 7032.4466 | -7032.4466 | -10046.3523 | 0 | 9257299.3491 | 9257.2993 | 281234.4106 | 9172.0831
4 | 13 | 0 | 16.7 | 0 | 0.24 | 0 | 0.65218 | 0 | 0 | 0 | 1.1879 | 0 | 0 | 0 | 0 | 5939.6512 | -5939.6512 | -8485.216 | 0 | 9248814.1331 | 9248.8141 | 280976.6319 | 9163.6759
4 | 13 | 1 | 16.7 | 0 | 0.24 | 0 | 0.64348 | 0 | 0 | 0 | 1.0383 | 0 | 0 | 0 | 0 | 5191.3487 | -5191.3487 | -7416.2124 | 0 | 9241397.9207 | 9241.3979 | 280751.3292 | 9156.328
4 | 13 | 2 | 16.7 | 0 | 0.24 | 0 | 0.62248 | 0 | 0 | 0 | 0.96276 | 0 | 0 | 0 | 0 | 4813.7753 | -4813.7753 | -6876.8219 | 0 | 9234521.0988 | 9234.5211 | 280542.4131 | 9149.5145
4 | 13 | 3 | 16.7 | 0 | 0.24 | 0 | 0.61408 | 0 | 0 | 0 | 0.91964 | 0 | 0 | 0 | 0 | 4598.1821 | -4598.1821 | -6568.8315 | 0 | 9227952.2673 | 9227.9523 | 280342.8537 | 9143.0061
4 | 13 | 4 | 16.1 | 0 | 0.24 | 0 | 0.60458 | 0 | 0 | 0 | 0.82587 | 0 | 0 | 0 | 0 | 4129.3523 | -4129.3523 | -5899.0747 | 0 | 9222053.1926 | 9222.0532 | 280163.6413 | 9137.1613
4 | 13 | 5 | 16.7 | 0 | 0.24 | 0 | 0.58304 | 0 | 0 | 0 | 0.86397 | 0 | 0 | 0 | 0 | 4319.85 | -4319.85 | -6171.2143 | 0 | 9215881.9783 | 9215.882 | 279976.1614 | 9131.0469
4 | 13 | 6 | 17.2 | 10.6889 | 0.24 | 840.4545 | 0.56871 | 0 | 840.4545 | 0 | 0.98831 | 0 | 0 | 0 | 0 | 4941.5343 | -4101.0798 | -5858.6854 | 0 | 9210023.2929 | 9210.0233 | 279798.176 | 9125.2422
4 | 13 | 7 | 15.6 | 133.9244 | 0.24 | 10530.3123 | 0.55701 | 0 | 10530.3123 | 0 | 1.1829 | 0 | 0 | 0 | 0 | 5914.5557 | 4615.7566 | 0 | 3231.0296 | 9213254.3225 | 9213.2543 | 279896.3338 | 9128.4435
4 | 13 | 8 | 15 | 80.5778 | 0.24 | 6335.734 | 0.56094 | 0 | 6335.734 | 0 | 1.5792 | 0 | 0 | 0 | 0 | 7895.9604 | -1560.2264 | -2228.8948 | 0 | 9211025.4276 | 9211.0254 | 279828.6206 | 9126.2351
4 | 13 | 9 | 15.6 | 500.4133 | 0.24 | 39346.8983 | 0.60374 | 0 | 39346.8983 | 0 | 1.2552 | 0 | 0 | 0 | 0 | 6276.1592 | 33070.7391 | 0 | 23149.5173 | 9234174.945 | 9234.1749 | 280531.8971 | 9149.1715
4 | 13 | 10 | 17.2 | 134.101 | 0.24 | 10544.2007 | 0.62166 | 0 | 10544.2007 | 0 | 1.1642 | 0 | 0 | 0 | 0 | 5821.0179 | 4723.1828 | 0 | 3306.228 | 9237481.173 | 9237.4812 | 280632.3394 | 9152.4473
4 | 13 | 11 | 18.3 | 770.1076 | 0.24 | 60552.635 | 0.62643 | 0 | 60552.635 | 0 | 1.1512 | 0 | 0 | 0 | 0 | 5755.9977 | 54796.6373 | 0 | 38357.6461 | 9275838.8191 | 9275.8388 | 281797.635 | 9190.4519
4 | 13 | 12 | 20 | 593.2348 | 0.24 | 46645.3394 | 0.65993 | 0 | 46645.3394 | 0 | 1.2929 | 0 | 0 | 0 | 0 | 6464.3755 | 40180.9638 | 0 | 28126.6747 | 9303965.4938 | 9303.9655 | 282652.1163 | 9218.3196
4 | 13 | 13 | 22.2 | 931.4679 | 0.24 | 73240.2023 | 0.65751 | 0 | 73240.2023 | 0 | 2.1975 | 0 | 0 | 0 | 0 | 10987.2711 | 62252.9312 | 0 | 43577.0519 | 9347542.5456 | 9347.5425 | 283975.9761 | 9261.4955
4 | 13 | 14 | 22.2 | 775.8197 | 0.24 | 61001.7722 | 0.66274 | 0 | 61001.7722 | 0 | 4.1513 | 0 | 0 | 0 | 0 | 20756.2691 | 40245.5031 | 0 | 28171.8521 | 9375714.3978 | 9375.7144 | 284831.8298 | 9289.4081
4 | 13 | 15 | 23.3 | 638.2114 | 0.24 | 50181.7947 | 0.65522 | 0 | 50181.7947 | 0 | 5.3469 | 0 | 0 | 0 | 0 | 26734.7043 | 23447.0904 | 0 | 16412.9633 | 9392127.3611 | 9392.1274 | 285330.4515 | 9305.6699
4 | 13 | 16 | 22.8 | 229.3899 | 0.24 | 18036.6512 | 0.67391 | 0 | 18036.6512 | 0 | 5.8087 | 0 | 0 | 0 | 0 | 29043.4913 | -11006.8402 | -15724.0574 | 0 | 9376403.3037 | 9376.4033 | 284852.7586 | 9290.0906
4 | 13 | 17 | 22.2 | 108.7113 | 0.24 | 8547.8419 | 0.66356 | 0 | 8547.8419 | 0 | 5.3666 | 0 | 0 | 0 | 0 | 26832.8049 | -18284.963 | -26121.3757 | 0 | 9350281.928 | 9350.2819 | 284059.1978 | 9264.2097
4 | 13 | 18 | 19.4 | 27.905 | 0.24 | 2194.1369 | 0.68569 | 0 | 2194.1369 | 0 | 3.6608 | 0 | 0 | 0 | 0 | 18303.7533 | -16109.6163 | -23013.7376 | 0 | 9327268.1904 | 9327.2682 | 283360.0463 | 9241.4078
4 | 13 | 19 | 18.9 | 0 | 0.24 | 0 | 0.6657 | 0 | 0 | 0 | 2.0425 | 0 | 0 | 0 | 0 | 10212.7323 | -10212.7323 | -14589.6176 | 0 | 9312678.5728 | 9312.6786 | 282916.8174 | 9226.9525
4 | 13 | 20 | 15 | 0 | 0.24 | 0 | 0.63662 | 0 | 0 | 0 | 1.7044 | 0 | 0 | 0 | 0 | 8522.2074 | -8522.2074 | -12174.5821 | 0 | 9300503.9907 | 9300.504 | 282546.9567 | 9214.89
4 | 13 | 21 | 15.6 | 0 | 0.24 | 0 | 0.62648 | 0 | 0 | 0 | 1.9241 | 0 | 0 | 0 | 0 | 9620.7064 | -9620.7064 | -13743.8663 | 0 | 9286760.1244 | 9286.7601 | 282129.4215 | 9201.2726
4 | 13 | 22 | 15 | 0 | 0.24 | 0 | 0.58743 | 0 | 0 | 0 | 1.7024 | 0 | 0 | 0 | 0 | 8511.9411 | -8511.9411 | -12159.9158 | 0 | 9274600.2086 | 9274.6002 | 281760.0063 | 9189.2247
4 | 13 | 23 | 15 | 0 | 0.24 | 0 | 0.54025 | 0 | 0 | 0 | 1.4569 | 0 | 0 | 0 | 0 | 7284.5425 | -7284.5425 | -10406.4892 | 0 | 9264193.7193 | 9264.1937 | 281443.8598 | 9178.914
4 | 14 | 0 | 13.9 | 0 | 0.24 | 0 | 0.4863 | 0 | 0 | 0 | 1.3374 | 0 | 0 | 0 | 0 | 6686.813 | -6686.813 | -9552.59 | 0 | 9254641.1293 | 9254.6411 | 281153.6546 | 9169.4493
4 | 14 | 1 | 13.3 | 0 | 0.24 | 0 | 0.46656 | 0 | 0 | 0 | 1.1053 | 0 | 0 | 0 | 0 | 5526.716 | -5526.716 | -7895.3085 | 0 | 9246745.8208 | 9246.7458 | 280913.7971 | 9161.6267
4 | 14 | 2 | 13.9 | 0 | 0.24 | 0 | 0.42731 | 0 | 0 | 0 | 0.94656 | 0 | 0 | 0 | 0 | 4732.7853 | -4732.7853 | -6761.1218 | 0 | 9239984.699 | 9239.9847 | 280708.3959 | 9154.9278
4 | 14 | 3 | 12.8 | 0 | 0.24 | 0 | 0.43309 | 0 | 0 | 0 | 0.9518 | 0 | 0 | 0 | 0 | 4759.0215 | -4759.0215 | -6798.6021 | 0 | 9233186.0969 | 9233.1861 | 280501.8561 | 9148.1918
4 | 14 | 4 | 12.8 | 0 | 0.24 | 0 | 0.43356 | 0 | 0 | 0 | 0.84618 | 0 | 0 | 0 | 0 | 4230.875 | -4230.875 | -6044.1072 | 0 | 9227141.9897 | 9227.142 | 280318.2377 | 9142.2033
4 | 14 | 5 | 10.6 | 0 | 0.24 | 0 | 0.45396 | 0 | 0 | 0 | 0.80146 | 0 | 0 | 0 | 0 | 4007.2968 | -4007.2968 | -5724.7098 | 0 | 9221417.2799 | 9221.4173 | 280144.3224 | 9136.5313
4 | 14 | 6 | 11.7 | 13.8146 | 0.24 | 1086.2293 | 0.43607 | 0 | 1086.2293 | 0 | 0.85051 | 0 | 0 | 0 | 0 | 4252.5484 | -3166.3191 | -4523.3131 | 0 | 9216893.9668 | 9216.894 | 280006.9053 | 9132.0496
4 | 14 | 7 | 15 | 218.018 | 0.24 | 17142.4899 | 0.40809 | 0 | 17142.4899 | 0 | 0.83819 | 0 | 0 | 0 | 0 | 4190.9504 | 12951.5396 | 0 | 9066.0777 | 9225960.0445 | 9225.96 | 280282.3305 | 9141.0322
4 | 14 | 8 | 16.1 | 463.2901 | 0.24 | 36427.9466 | 0.40478 | 0 | 36427.9466 | 0 | 0.93583 | 0 | 0 | 0 | 0 | 4679.1721 | 31748.7744 | 0 | 22224.1421 | 9248184.1867 | 9248.1842 | 280957.4943 | 9163.0518
4 | 14 | 9 | 18.3 | 686.4883 | 0.24 | 53977.7489 | 0.41642 | 0 | 53977.7489 | 0 | 1.0996 | 0 | 0 | 0 | 0 | 5498.1983 | 48479.5505 | 0 | 33935.6854 | 9282119.872 | 9282.1199 | 281988.4518 | 9196.6751
4 | 14 | 10 | 21.1 | 864.9448 | 0.24 | 68009.5685 | 0.4119 | 0 | 68009.5685 | 0 | 1.2438 | 0 | 0 | 0 | 0 | 6219.1239 | 61790.4446 | 0 | 43253.3112 | 9325373.1832 | 9325.3732 | 283302.4765 | 9239.5302
4 | 14 | 11 | 22.8 | 957.826 | 0.24 | 75312.7058 | 0.41021 | 0 | 75312.7058 | 0 | 1.367 | 0 | 0 | 0 | 0 | 6835.1047 | 68477.6011 | 0 | 47934.3208 | 9373307.504 | 9373.3075 | 284758.709 | 9287.0233
4 | 14 | 12 | 25 | 1003.5069 | 0.24 | 78904.5437 | 0.42868 | 0 | 78904.5437 | 0.8 | 0.76703 | 0 | 0 | 0 | 0 | 7835.1306 | 71069.4132 | 0 | 49748.5892 | 9423056.0932 | 9423.0561 | 286270.0585 | 9336.314
4 | 14 | 13 | 25.6 | 855.6311 | 0.2388 | 66940.8572 | 0.44658 | 0 | 66940.8572 | 1.28 | 1.1066 | 0 | 0 | 0 | 0 | 11933.2323 | 55007.6249 | 0 | 38505.3374 | 9461561.4307 | 9461.5614 | 287439.8409 | 9374.4648
4 | 14 | 14 | 26.1 | 807.148 | 0.2378 | 62883.3168 | 0.45724 | 0 | 62883.3168 | 1.68 | 2.5799 | 0 | 0 | 0 | 0 | 21299.3752 | 41583.9416 | 0 | 29108.7591 | 9490670.1898 | 9490.6702 | 288324.1577 | 9403.3056
4 | 14 | 15 | 26.7 | 387.6772 | 0.2366 | 30050.7582 | 0.45782 | 0 | 30050.7582 | 2.16 | 3.4324 | 0 | 0 | 0 | 0 | 27961.7818 | 2088.9764 | 0 | 1462.2835 | 9492132.4733 | 9492.1325 | 288368.5815 | 9404.7545
4 | 14 | 16 | 26.7 | 295.386 | 0.2366 | 22896.8166 | 0.4693 | 0 | 22896.8166 | 2.16 | 3.9607 | 0 | 0 | 0 | 0 | 30603.6547 | -7706.8381 | -11009.7687 | 0 | 9481122.7046 | 9481.1227 | 288034.1075 | 9393.846
4 | 14 | 17 | 26.1 | 213.1118 | 0.2378 | 16603.1213 | 0.48187 | 0 | 16603.1213 | 1.68 | 3.8947 | 0 | 0 | 0 | 0 | 27873.2584 | -11270.1372 | -16100.196 | 0 | 9465022.5086 | 9465.0225 | 287544.9876 | 9377.8941
4 | 14 | 18 | 23.3 | 26.3477 | 0.24 | 2071.6879 | 0.45398 | 0 | 2071.6879 | 0 | 3.6585 | 0 | 0 | 0 | 0 | 18292.3462 | -16220.6583 | -23172.369 | 0 | 9441850.1396 | 9441.8501 | 286841.0169 | 9354.935
4 | 14 | 19 | 21.1 | 0 | 0.24 | 0 | 0.43173 | 0 | 0 | 0 | 2.2075 | 0 | 0 | 0 | 0 | 11037.4621 | -11037.4621 | -15767.803 | 0 | 9426082.3366 | 9426.0823 | 286361.995 | 9339.3123
4 | 14 | 20 | 20.6 | 0 | 0.24 | 0 | 0.4303 | 0 | 0 | 0 | 1.9358 | 0 | 0 | 0 | 0 | 9678.8824 | -9678.8824 | -13826.9748 | 0 | 9412255.3618 | 9412.2554 | 285941.935 | 9325.6126
4 | 14 | 21 | 18.9 | 0 | 0.24 | 0 | 0.48481 | 0 | 0 | 0 | 2.0642 | 0 | 0 | 0 | 0 | 10321.0993 | -10321.0993 | -14744.4276 | 0 | 9397510.9342 | 9397.5109 | 285494.0031 | 9311.0039
4 | 14 | 22 | 16.7 | 0 | 0.24 | 0 | 0.50892 | 0 | 0 | 0 | 1.714 | 0 | 0 | 0 | 0 | 8570.1171 | -8570.1171 | -12243.0244 | 0 | 9385267.9099 | 9385.2679 | 285122.0631 | 9298.8736
4 | 14 | 23 | 17.8 | 0 | 0.24 | 0 | 0.46515 | 0 | 0 | 0 | 1.3748 | 0 | 0 | 0 | 0 | 6873.8886 | -6873.8886 | -9819.8409 | 0 | 9375448.069 | 9375.4481 | 284823.7388 | 9289.1442
4 | 15 | 0 | 16.7 | 0 | 0.24 | 0 | 0.42746 | 0 | 0 | 0 | 1.2025 | 0 | 0 | 0 | 0 | 6012.6563 | -6012.6563 | -8589.509 | 0 | 9366858.5599 | 9366.8586 | 284562.7917 | 9280.6337
4 | 15 | 1 | 16.1 | 0 | 0.24 | 0 | 0.40272 | 0 | 0 | 0 | 1.1263 | 0 | 0 | 0 | 0 | 5631.6608 | -5631.6608 | -8045.2298 | 0 | 9358813.3302 | 9358.8133 | 284318.3797 | 9272.6626
4 | 15 | 2 | 13.3 | 0 | 0.24 | 0 | 0.38505 | 0 | 0 | 0 | 0.94861 | 0 | 0 | 0 | 0 | 4743.0516 | -4743.0516 | -6775.788 | 0 | 9352037.5421 | 9352.0375 | 284112.5329 | 9265.9492
4 | 15 | 3 | 13.9 | 0 | 0.24 | 0 | 0.38839 | 0 | 0 | 0 | 0.84663 | 0 | 0 | 0 | 0 | 4233.1564 | -4233.1564 | -6047.3664 | 0 | 9345990.1758 | 9345.9902 | 283928.8155 | 9259.9575
4 | 15 | 4 | 15 | 0 | 0.24 | 0 | 0.3929 | 0 | 0 | 0 | 0.83431 | 0 | 0 | 0 | 0 | 4171.5584 | -4171.5584 | -5959.3691 | 0 | 9340030.8067 | 9340.0308 | 283747.7713 | 9254.0529
4 | 15 | 5 | 13.3 | 0 | 0.24 | 0 | 0.42759 | 0 | 0 | 0 | 0.87675 | 0 | 0 | 0 | 0 | 4383.7295 | -4383.7295 | -6262.4707 | 0 | 9333768.336 | 9333.7683 | 283557.5191 | 9247.8481
4 | 15 | 6 | 12.8 | 34.5333 | 0.24 | 2715.3146 | 0.43789 | 0 | 2715.3146 | 0 | 0.85804 | 0 | 0 | 0 | 0 | 4290.1917 | -1574.8771 | -2249.8245 | 0 | 9331518.5115 | 9331.5185 | 283489.17 | 9245.619
4 | 15 | 7 | 16.7 | 166.006 | 0.24 | 13052.8555 | 0.4203 | 0 | 13052.8555 | 0 | 0.81104 | 0 | 0 | 0 | 0 | 4055.2065 | 8997.6491 | 0 | 6298.3543 | 9337816.8658 | 9337.8169 | 283680.5124 | 9251.8594
4 | 15 | 8 | 20 | 209.9057 | 0.24 | 16504.6361 | 0.36368 | 0 | 16504.6361 | 0 | 0.9404 | 0 | 0 | 0 | 0 | 4701.9862 | 11802.6499 | 0 | 8261.8549 | 9346078.7208 | 9346.0787 | 283931.5054 | 9260.0452
4 | 15 | 9 | 22.8 | 276.4645 | 0.24 | 21738.073 | 0.37236 | 0 | 21738.073 | 0 | 1.0068 | 0 | 0 | 0 | 0 | 5033.9314 | 16704.1416 | 0 | 11692.8992 | 9357771.6199 | 9357.7716 | 284286.7328 | 9271.6304
4 | 15 | 10 | 25 | 715.1732 | 0.24 | 56233.2075 | 0.3582 | 0 | 56233.2075 | 0.8 | 0.33881 | 0 | 0 | 0 | 0 | 5694.0272 | 50539.1803 | 0 | 35377.4262 | 9393149.0461 | 9393.149 | 285361.49 | 9306.6822
4 | 15 | 11 | 26.1 | 644.7251 | 0.2378 | 50229.2655 | 0.34756 | 0 | 50229.2655 | 1.68 | 0 | 0 | 0 | 0 | 0 | 8400 | 41829.2655 | 0 | 29280.4859 | 9422429.532 | 9422.4295 | 286251.0238 | 9335.6932
4 | 15 | 12 | 26.7 | 390.1562 | 0.2366 | 30242.9165 | 0.33456 | 0 | 30242.9165 | 2.16 | 0 | 0 | 0 | 0 | 0 | 10800 | 19442.9165 | 0 | 13610.0415 | 9436039.5735 | 9436.0396 | 286664.4934 | 9349.1779
4 | 15 | 13 | 27.8 | 424.2957 | 0.2344 | 32583.4218 | 0.34027 | 0 | 32583.4218 | 3.04 | 0 | 0 | 0 | 0 | 0 | 15200 | 17383.4218 | 0 | 12168.3953 | 9448207.9688 | 9448.208 | 287034.1661 | 9361.2343
4 | 15 | 14 | 28.3 | 393.4168 | 0.2334 | 30083.211 | 0.34 | 0 | 30083.211 | 3.44 | 0.87346 | 0 | 0 | 0 | 0 | 21567.306 | 8515.905 | 0 | 5961.1335 | 9454169.1023 | 9454.1691 | 287215.2639 | 9367.1406
4 | 15 | 15 | 28.9 | 193.5851 | 0.2322 | 14726.6688 | 0.3402 | 0 | 14726.6688 | 3.92 | 1.6924 | 0 | 0 | 0 | 0 | 28062.029 | -13335.3602 | -19050.5146 | 0 | 9435118.5877 | 9435.1186 | 286636.5141 | 9348.2654
4 | 15 | 16 | 27.8 | 152.2349 | 0.2344 | 11690.7464 | 0.35263 | 0 | 11690.7464 | 3.04 | 3.1525 | 0 | 0 | 0 | 0 | 30962.339 | -19271.5926 | -27530.8466 | 0 | 9407587.7411 | 9407.5877 | 285800.1339 | 9320.988
4 | 15 | 17 | 27.2 | 80.5778 | 0.2356 | 6219.5789 | 0.35863 | 0 | 6219.5789 | 2.56 | 3.1208 | 0 | 0 | 0 | 0 | 28404.1892 | -22184.6103 | -31692.3005 | 0 | 9375895.4406 | 9375.8954 | 284837.3298 | 9289.5874
4 | 15 | 18 | 26.1 | 12.3333 | 0.2378 | 960.8658 | 0.36243 | 0 | 960.8658 | 1.68 | 2.1243 | 0 | 0 | 0 | 0 | 19021.3872 | -18060.5215 | -25800.7449 | 0 | 9350094.6957 | 9350.0947 | 284053.5097 | 9264.0242
4 | 15 | 19 | 23.3 | 0 | 0.24 | 0 | 0.38086 | 0 | 0 | 0 | 2.0973 | 0 | 0 | 0 | 0 | 10486.5015 | -10486.5015 | -14980.7165 | 0 | 9335113.9792 | 9335.114 | 283598.3994 | 9249.1814
4 | 15 | 20 | 24.4 | 0 | 0.24 | 0 | 0.45287 | 0 | 0 | 0.32 | 1.4431 | 0 | 0 | 0 | 0 | 8815.4478 | -8815.4478 | -12593.4969 | 0 | 9322520.4823 | 9322.5205 | 283215.8121 | 9236.7038
4 | 15 | 21 | 20.6 | 0 | 0.24 | 0 | 0.47679 | 0 | 0 | 0 | 1.8838 | 0 | 0 | 0 | 0 | 9418.8016 | -9418.8016 | -13455.4309 | 0 | 9309065.0514 | 9309.0651 | 282807.0395 | 9223.3722
4 | 15 | 22 | 18.9 | 0 | 0.24 | 0 | 0.5188 | 0 | 0 | 0 | 1.5755 | 0 | 0 | 0 | 0 | 7877.7091 | -7877.7091 | -11253.8701 | 0 | 9297811.1813 | 9297.8112 | 282465.1498 | 9212.222
4 | 15 | 23 | 17.8 | 0 | 0.24 | 0 | 0.55128 | 0 | 0 | 0 | 1.2906 | 0 | 0 | 0 | 0 | 6452.9685 | -6452.9685 | -9218.5264 | 0 | 9288592.6549 | 9288.5927 | 282185.0933 | 9203.0883
4 | 16 | 0 | 17.2 | 0 | 0.24 | 0 | 0.58226 | 0 | 0 | 0 | 1.067 | 0 | 0 | 0 | 0 | 5335.0775 | -5335.0775 | -7621.5393 | 0 | 9280971.1156 | 9280.9711 | 281953.5529 | 9195.5369
4 | 16 | 1 | 15.6 | 0 | 0.24 | 0 | 0.57914 | 0 | 0 | 0 | 1.0056 | 0 | 0 | 0 | 0 | 5028.2279 | -5028.2279 | -7183.1827 | 0 | 9273787.9329 | 9273.7879 | 281735.3296 | 9188.4199
4 | 16 | 2 | 14.4 | 0 | 0.24 | 0 | 0.57413 | 0 | 0 | 0 | 0.92808 | 0 | 0 | 0 | 0 | 4640.3881 | -4640.3881 | -6629.1259 | 0 | 9267158.807 | 9267.1588 | 281533.9384 | 9181.8518
4 | 16 | 3 | 13.9 | 0 | 0.24 | 0 | 0.58187 | 0 | 0 | 0 | 0.78024 | 0 | 0 | 0 | 0 | 3901.2113 | -3901.2113 | -5573.159 | 0 | 9261585.648 | 9261.5856 | 281364.6273 | 9176.3299
4 | 16 | 4 | 13.3 | 0 | 0.24 | 0 | 0.59952 | 0 | 0 | 0 | 0.74648 | 0 | 0 | 0 | 0 | 3732.3869 | -3732.3869 | -5331.9813 | 0 | 9256253.6667 | 9256.2537 | 281202.643 | 9171.047
4 | 16 | 5 | 12.2 | 0 | 0.24 | 0 | 0.62006 | 0 | 0 | 0 | 0.83317 | 0 | 0 | 0 | 0 | 4165.8548 | -4165.8548 | -5951.2212 | 0 | 9250302.4455 | 9250.3024 | 281021.8464 | 9165.1506
4 | 16 | 6 | 13.9 | 32.8889 | 0.24 | 2586.0139 | 0.6501 | 0 | 2586.0139 | 0 | 0.78481 | 0 | 0 | 0 | 0 | 3924.0254 | -1338.0115 | -1911.445 | 0 | 9248391.0005 | 9248.391 | 280963.7772 | 9163.2567
4 | 16 | 7 | 15.6 | 224.5923 | 0.24 | 17659.4196 | 0.62847 | 0 | 17659.4196 | 0 | 0.74534 | 0 | 0 | 0 | 0 | 3726.6834 | 13932.7362 | 0 | 9752.9154 | 9258143.9159 | 9258.1439 | 281260.0683 | 9172.9198
4 | 16 | 8 | 17.8 | 464.778 | 0.24 | 36544.9338 | 0.59481 | 0 | 36544.9338 | 0 | 0.95203 | 0 | 0 | 0 | 0 | 4760.1622 | 31784.7716 | 0 | 22249.3401 | 9280393.256 | 9280.3933 | 281935.9977 | 9194.9644
4 | 16 | 9 | 19.4 | 687.9349 | 0.24 | 54091.4957 | 0.62586 | 0 | 54091.4957 | 0 | 1.0515 | 0 | 0 | 0 | 0 | 5257.5096 | 48833.9861 | 0 | 34183.7903 | 9314577.0462 | 9314.577 | 282974.4925 | 9228.8335
4 | 16 | 10 | 21.7 | 849.319 | 0.24 | 66780.9326 | 0.63672 | 0 | 66780.9326 | 0 | 1.1765 | 0 | 0 | 0 | 0 | 5882.6159 | 60898.3166 | 0 | 42628.8216 | 9357205.8679 | 9357.2059 | 284269.5454 | 9271.0699
4 | 16 | 11 | 23.9 | 978.921 | 0.24 | 76971.3851 | 0.64584 | 0 | 76971.3851 | 0 | 1.3271 | 0 | 0 | 0 | 0 | 6635.4813 | 70335.9038 | 0 | 49235.1327 | 9406441.0006 | 9406.441 | 285765.2962 | 9319.8518
4 | 16 | 12 | 24.4 | 979.6431 | 0.24 | 77028.1653 | 0.65173 | 0 | 77028.1653 | 0.32 | 1.12 | 0 | 0 | 0 | 0 | 7200.2095 | 69827.9558 | 0 | 48879.5691 | 9455320.5696 | 9455.3206 | 287250.2452 | 9368.2814
4 | 16 | 13 | 25.6 | 450.6119 | 0.2388 | 35253.9199 | 0.63643 | 0 | 35253.9199 | 1.28 | 1.0786 | 0 | 0 | 0 | 0 | 11792.9255 | 23460.9944 | 0 | 16422.6961 | 9471743.2657 | 9471.7433 | 287749.1625 | 9384.5529
4 | 16 | 14 | 26.1 | 798.1306 | 0.2378 | 62180.7851 | 0.65215 | 0 | 62180.7851 | 1.68 | 2.5719 | 0 | 0 | 0 | 0 | 21259.4505 | 40921.3346 | 0 | 28644.9342 | 9500388.1999 | 9500.3882 | 288619.3884 | 9412.9342
4 | 16 | 15 | 25.6 | 595.6586 | 0.2388 | 46601.7446 | 0.68074 | 0 | 46601.7446 | 1.28 | 4.1354 | 0 | 0 | 0 | 0 | 27077.2325 | 19524.5121 | 0 | 13667.1584 | 9514055.3584 | 9514.0554 | 289034.5932 | 9426.4755
4 | 16 | 16 | 25 | 420.82 | 0.24 | 33088.5745 | 0.67605 | 0 | 33088.5745 | 0.8 | 5.2817 | 0 | 0 | 0 | 0 | 30408.5428 | 2680.0316 | 0 | 1876.0222 | 9515931.3805 | 9515.9314 | 289091.5862 | 9428.3343
4 | 16 | 17 | 23.9 | 98.0783 | 0.24 | 7711.7779 | 0.69338 | 0 | 7711.7779 | 0 | 5.7186 | 0 | 0 | 0 | 0 | 28592.9128 | -20881.1349 | -29830.1927 | 0 | 9486101.1879 | 9486.1012 | 288185.3525 | 9398.7787
4 | 16 | 18 | 20.6 | 9.8667 | 0.24 | 775.8042 | 0.71232 | 0 | 775.8042 | 0 | 3.5629 | 0 | 0 | 0 | 0 | 17814.3908 | -17038.5866 | -24340.838 | 0 | 9461760.3498 | 9461.7603 | 287445.884 | 9374.6619
4 | 16 | 19 | 19.4 | 0 | 0.24 | 0 | 0.72891 | 0 | 0 | 0 | 1.8694 | 0 | 0 | 0 | 0 | 9346.9372 | -9346.9372 | -13352.7674 | 0 | 9448407.5824 | 9448.4076 | 287040.2304 | 9361.4321
4 | 16 | 20 | 19.4 | 0 | 0.24 | 0 | 0.74163 | 0 | 0 | 0 | 1.6342 | 0 | 0 | 0 | 0 | 8170.8703 | -8170.8703 | -11672.6718 | 0 | 9436734.9106 | 9436.7349 | 286685.6175 | 9349.8669
4 | 16 | 21 | 18.3 | 0 | 0.24 | 0 | 0.76196 | 0 | 0 | 0 | 1.7909 | 0 | 0 | 0 | 0 | 8954.5347 | -8954.5347 | -12792.1924 | 0 | 9423942.7182 | 9423.9427 | 286296.994 | 9337.1924
4 | 16 | 22 | 17.2 | 0 | 0.24 | 0 | 0.75674 | 0 | 0 | 0 | 1.5548 | 0 | 0 | 0 | 0 | 7773.9049 | -7773.9049 | -11105.5785 | 0 | 9412837.1398 | 9412.8371 | 285959.6093 | 9326.1891
4 | 16 | 23 | 16.7 | 0 | 0.24 | 0 | 0.73746 | 0 | 0 | 0 | 1.3079 | 0 | 0 | 0 | 0 | 6539.6621 | -6539.6621 | -9342.3744 | 0 | 9403494.7654 | 9403.4948 | 285675.7903 | 9316.9327
4 | 17 | 0 | 15.6 | 0 | 0.24 | 0 | 0.71268 | 0 | 0 | 0 | 1.0723 | 0 | 0 | 0 | 0 | 5361.3137 | -5361.3137 | -7659.0196 | 0 | 9395835.7458 | 9395.8357 | 285443.1113 | 9309.3442
4 | 17 | 1 | 15.6 | 0 | 0.24 | 0 | 0.68021 | 0 | 0 | 0 | 0.96526 | 0 | 0 | 0 | 0 | 4826.3231 | -4826.3231 | -6894.7472 | 0 | 9388940.9985 | 9388.941 | 285233.6506 | 9302.5129
4 | 17 | 2 | 15 | 0 | 0.24 | 0 | 0.66027 | 0 | 0 | 0 | 0.91097 | 0 | 0 | 0 | 0 | 4554.8353 | -4554.8353 | -6506.9075 | 0 | 9382434.091 | 9382.4341 | 285035.9724 | 9296.0659
4 | 17 | 3 | 15 | 0 | 0.24 | 0 | 0.64655 | 0 | 0 | 0 | 0.82405 | 0 | 0 | 0 | 0 | 4120.2266 | -4120.2266 | -5886.0381 | 0 | 9376548.0529 | 9376.5481 | 284857.156 | 9290.234
4 | 17 | 4 | 14.4 | 0 | 0.24 | 0 | 0.65286 | 0 | 0 | 0 | 0.81811 | 0 | 0 | 0 | 0 | 4090.5683 | -4090.5683 | -5843.669 | 0 | 9370704.3839 | 9370.7044 | 284679.6269 | 9284.4442
4 | 17 | 5 | 14.4 | 0 | 0.24 | 0 | 0.6407 | 0 | 0 | 0 | 0.91485 | 0 | 0 | 0 | 0 | 4574.2273 | -4574.2273 | -6534.6104 | 0 | 9364169.7735 | 9364.1698 | 284481.107 | 9277.9697
4 | 17 | 6 | 14.4 | 18.9111 | 0.24 | 1486.958 | 0.62302 | 0 | 1486.958 | 0 | 1.0212 | 0 | 0 | 0 | 0 | 5105.7958 | -3618.8378 | -5169.7683 | 0 | 9359000.0052 | 9359 | 284324.0508 | 9272.8475
4 | 17 | 7 | 18.3 | 41.1111 | 0.24 | 3232.5173 | 0.60632 | 0 | 3232.5173 | 0 | 1.1446 | 0 | 0 | 0 | 0 | 5722.9172 | -2490.3999 | -3557.7142 | 0 | 9355442.291 | 9355.4423 | 284215.9683 | 9269.3226
4 | 17 | 8 | 20.6 | 71.5333 | 0.24 | 5624.5802 | 0.57316 | 0 | 5624.5802 | 0 | 1.1872 | 0 | 0 | 0 | 0 | 5936.2291 | -311.6489 | -445.2128 | 0 | 9354997.0783 | 9354.9971 | 284202.4429 | 9268.8814
4 | 17 | 9 | 22.2 | 99.4889 | 0.24 | 7822.6919 | 0.58132 | 0 | 7822.6919 | 0 | 1.4961 | 0 | 0 | 0 | 0 | 7480.7437 | 341.9482 | 0 | 239.3638 | 9355236.442 | 9355.2364 | 284209.7147 | 9269.1186
4 | 17 | 10 | 23.9 | 122.5111 | 0.24 | 9632.9017 | 0.56988 | 0 | 9632.9017 | 0 | 2.0464 | 0 | 0 | 0 | 0 | 10232.1243 | -599.2227 | -856.0324 | 0 | 9354380.4097 | 9354.3804 | 284183.7086 | 9268.2705
4 | 17 | 11 | 25 | 131.5556 | 0.24 | 10344.0555 | 0.53457 | 0 | 10344.0555 | 0.8 | 1.1236 | 0 | 0 | 0 | 0 | 9618.0526 | 726.0029 | 0 | 508.202 | 9354888.6117 | 9354.8886 | 284199.1477 | 9268.774
4 | 17 | 12 | 26.7 | 132.5418 | 0.2366 | 10273.9604 | 0.53227 | 0 | 10273.9604 | 2.16 | 0 | 0 | 0 | 0 | 0 | 10800 | -526.0396 | -751.4852 | 0 | 9354137.1265 | 9354.1371 | 284176.3178 | 9268.0294
4 | 17 | 13 | 27.8 | 160.7181 | 0.2344 | 12342.209 | 0.53331 | 0 | 12342.209 | 3.04 | 0 | 0 | 0 | 0 | 0 | 15200 | -2857.791 | -4082.5586 | 0 | 9350054.568 | 9350.0546 | 284052.2907 | 9263.9844
4 | 17 | 14 | 28.3 | 249.5126 | 0.2334 | 19079.3546 | 0.54399 | 0 | 19079.3546 | 3.44 | 1.3626 | 0 | 0 | 0 | 0 | 24012.9777 | -4933.6231 | -7048.0329 | 0 | 9343006.535 | 9343.0065 | 283838.1732 | 9257.0013
4 | 17 | 15 | 28.3 | 169.2809 | 0.2334 | 12944.3199 | 0.55524 | 0 | 12944.3199 | 3.44 | 2.6053 | 0 | 0 | 0 | 0 | 30226.3981 | -17282.0782 | -24688.6832 | 0 | 9318317.8519 | 9318.3179 | 283088.1373 | 9232.5399
4 | 17 | 16 | 27.8 | 170.2201 | 0.2344 | 13071.9047 | 0.59461 | 0 | 13071.9047 | 3.04 | 3.3913 | 0 | 0 | 0 | 0 | 32156.6572 | -19084.7526 | -27263.9322 | 0 | 9291053.9196 | 9291.0539 | 282259.8659 | 9205.5269
4 | 17 | 17 | 27.2 | 121.9115 | 0.2356 | 9410.0178 | 0.62029 | 0 | 9410.0178 | 2.56 | 3.0629 | 0 | 0 | 0 | 0 | 28114.4501 | -18704.4324 | -26720.6176 | 0 | 9264333.302 | 9264.3333 | 281448.1003 | 9179.0523
4 | 17 | 18 | 25.6 | 7.4 | 0.2388 | 578.9439 | 0.60307 | 0 | 578.9439 | 1.28 | 2.3785 | 0 | 0 | 0 | 0 | 18292.6629 | -17713.7191 | -25305.3129 | 0 | 9239027.989 | 9239.028 | 280679.3313 | 9153.9799
4 | 17 | 19 | 23.3 | 0 | 0.24 | 0 | 0.60467 | 0 | 0 | 0 | 2.1117 | 0 | 0 | 0 | 0 | 10558.366 | -10558.366 | -15083.3799 | 0 | 9223944.6091 | 9223.9446 | 280221.102 | 9139.0354
4 | 17 | 20 | 22.8 | 0 | 0.24 | 0 | 0.63422 | 0 | 0 | 0 | 1.9517 | 0 | 0 | 0 | 0 | 9758.7317 | -9758.7317 | -13941.0453 | 0 | 9210003.5638 | 9210.0036 | 279797.5766 | 9125.2226
4 | 17 | 21 | 21.7 | 0 | 0.24 | 0 | 0.6734 | 0 | 0 | 0 | 2.2205 | 0 | 0 | 0 | 0 | 11102.4823 | -11102.4823 | -15860.6889 | 0 | 9194142.8749 | 9194.1429 | 279315.7329 | 9109.508
4 | 17 | 22 | 21.1 | 0 | 0.24 | 0 | 0.65684 | 0 | 0 | 0 | 1.965 | 0 | 0 | 0 | 0 | 9824.8926 | -9824.8926 | -14035.5609 | 0 | 9180107.314 | 9180.1073 | 278889.3361 | 9095.6016
4 | 17 | 23 | 20.6 | 0 | 0.24 | 0 | 0.61211 | 0 | 0 | 0 | 1.7095 | 0 | 0 | 0 | 0 | 8547.3029 | -8547.3029 | -12210.4328 | 0 | 9167896.8812 | 9167.8969 | 278518.3863 | 9083.5036
4 | 18 | 0 | 20.6 | 0 | 0.24 | 0 | 0.54266 | 0 | 0 | 0 | 1.5361 | 0 | 0 | 0 | 0 | 7680.3671 | -7680.3671 | -10971.953 | 0 | 9156924.9282 | 9156.9249 | 278185.0611 | 9072.6326
4 | 18 | 1 | 20.6 | 0 | 0.24 | 0 | 0.53284 | 0 | 0 | 0 | 1.4802 | 0 | 0 | 0 | 0 | 7400.8944 | -7400.8944 | -10572.7062 | 0 | 9146352.2219 | 9146.3522 | 277863.865 | 9062.1572
4 | 18 | 2 | 20 | 0 | 0.24 | 0 | 0.56018 | 0 | 0 | 0 | 1.3107 | 0 | 0 | 0 | 0 | 6553.3505 | -6553.3505 | -9361.9293 | 0 | 9136990.2926 | 9136.9903 | 277579.4519 | 9052.8815
4 | 18 | 3 | 19.4 | 0 | 0.24 | 0 | 0.57781 | 0 | 0 | 0 | 1.1026 | 0 | 0 | 0 | 0 | 5513.0275 | -5513.0275 | -7875.7536 | 0 | 9129114.539 | 9129.1145 | 277340.1885 | 9045.0782
4 | 18 | 4 | 18.3 | 0 | 0.24 | 0 | 0.56631 | 0 | 0 | 0 | 1.0494 | 0 | 0 | 0 | 0 | 5247.2432 | -5247.2432 | -7496.0618 | 0 | 9121618.4773 | 9121.6185 | 277112.4601 | 9037.6512
4 | 18 | 5 | 17.8 | 0 | 0.24 | 0 | 0.6057 | 0 | 0 | 0 | 1.1307 | 0 | 0 | 0 | 0 | 5653.3342 | -5653.3342 | -8076.1918 | 0 | 9113542.2855 | 9113.5423 | 276867.1074 | 9029.6493
4 | 18 | 6 | 17.8 | 9.8667 | 0.24 | 775.8042 | 0.60534 | 0 | 775.8042 | 0 | 1.0823 | 0 | 0 | 0 | 0 | 5411.5048 | -4635.7006 | -6622.4294 | 0 | 9106919.8561 | 9106.9199 | 276665.9197 | 9023.0879
4 | 18 | 7 | 18.9 | 60.0222 | 0.24 | 4719.4753 | 0.55862 | 0 | 4719.4753 | 0 | 1.1001 | 0 | 0 | 0 | 0 | 5500.4798 | -781.0045 | -1115.7206 | 0 | 9105804.1354 | 9105.8041 | 276632.0244 | 9021.9824
4 | 18 | 8 | 20 | 72.3556 | 0.24 | 5689.2305 | 0.55212 | 0 | 5689.2305 | 0 | 1.2151 | 0 | 0 | 0 | 0 | 6075.3951 | -386.1646 | -551.6637 | 0 | 9105252.4717 | 9105.2525 | 276615.265 | 9021.4358
4 | 18 | 9 | 22.2 | 100.3111 | 0.24 | 7887.3423 | 0.57182 | 0 | 7887.3423 | 0 | 1.2712 | 0 | 0 | 0 | 0 | 6356.0085 | 1531.3337 | 0 | 1071.9336 | 9106324.4053 | 9106.3244 | 276647.83 | 9022.4979
4 | 18 | 10 | 23.9 | 160.3333 | 0.24 | 12606.8176 | 0.5957 | 0 | 12606.8176 | 0 | 1.4099 | 0 | 0 | 0 | 0 | 7049.5572 | 5557.2604 | 0 | 3890.0823 | 9110214.4876 | 9110.2145 | 276766.0098 | 9026.3522
4 | 18 | 11 | 25.6 | 199.244 | 0.2388 | 15587.9866 | 0.60064 | 0 | 15587.9866 | 1.28 | 0.39599 | 0 | 0 | 0 | 0 | 8379.936 | 7208.0506 | 0 | 5045.6354 | 9115260.123 | 9115.2601 | 276919.2949 | 9031.3513
4 | 18 | 12 | 26.7 | 136.652 | 0.2366 | 10592.564 | 0.58293 | 0 | 10592.564 | 2.16 | 0 | 0 | 0 | 0 | 0 | 10800 | -207.436 | -296.3372 | 0 | 9114963.7858 | 9114.9638 | 276910.2922 | 9031.0577
4 | 18 | 13 | 27.2 | 146.6096 | 0.2356 | 11316.3953 | 0.57228 | 0 | 11316.3953 | 2.56 | 0.17485 | 0 | 0 | 0 | 0 | 13674.2649 | -2357.8695 | -3368.385 | 0 | 9111595.4008 | 9111.5954 | 276807.9615 | 9027.7204
4 | 18 | 14 | 28.3 | 273.8011 | 0.2334 | 20936.6138 | 0.53587 | 0 | 20936.6138 | 3.44 | 1.3594 | 0 | 0 | 0 | 0 | 23997.0078 | -3060.394 | -4371.9914 | 0 | 9107223.4094 | 9107.2234 | 276675.1416 | 9023.3886
4 | 18 | 15 | 28.3 | 449.5193 | 0.2334 | 34373.1714 | 0.49388 | 0 | 34373.1714 | 3.44 | 2.6297 | 0 | 0 | 0 | 0 | 30348.4535 | 4024.7179 | 0 | 2817.3025 | 9110040.7119 | 9110.0407 | 276760.7305 | 9026.18
4 | 18 | 16 | 27.8 | 331.6319 | 0.2344 | 25467.3831 | 0.49217 | 0 | 25467.3831 | 3.04 | 3.3608 | 0 | 0 | 0 | 0 | 32003.8028 | -6536.4196 | -9337.7423 | 0 | 9100702.9696 | 9100.703 | 276477.0522 | 9016.9282
4 | 18 | 17 | 26.7 | 136.5201 | 0.2366 | 10582.3418 | 0.45617 | 0 | 10582.3418 | 2.16 | 3.5622 | 0 | 0 | 0 | 0 | 28610.843 | -18028.5013 | -25755.0018 | 0 | 9074947.9678 | 9074.948 | 275694.6218 | 8991.4103
4 | 18 | 18 | 25 | 32.298 | 0.24 | 2539.5524 | 0.3887 | 0 | 2539.5524 | 0.8 | 3.1253 | 0 | 0 | 0 | 0 | 19626.5987 | -17087.0463 | -24410.0661 | 0 | 9050537.9017 | 9050.5379 | 274953.0502 | 8967.2249
4 | 18 | 19 | 22.8 | 0 | 0.24 | 0 | 0.30772 | 0 | 0 | 0 | 2.3606 | 0 | 0 | 0 | 0 | 11802.8752 | -11802.8752 | -16861.2502 | 0 | 9033676.6514 | 9033.6767 | 274440.8097 | 8950.5189
4 | 18 | 20 | 21.7 | 0 | 0.24 | 0 | 0.28916 | 0 | 0 | 0 | 1.9791 | 0 | 0 | 0 | 0 | 9895.6163 | -9895.6163 | -14136.5947 | 0 | 9019540.0567 | 9019.5401 | 274011.3435 | 8936.5124
4 | 18 | 21 | 22.2 | 0 | 0.24 | 0 | 0.3256 | 0 | 0 | 0 | 2.1448 | 0 | 0 | 0 | 0 | 10723.7682 | -10723.7682 | -15319.6688 | 0 | 9004220.3878 | 9004.2204 | 273545.9358 | 8921.3338
4 | 18 | 22 | 21.1 | 0 | 0.24 | 0 | 0.33017 | 0 | 0 | 0 | 1.7873 | 0 | 0 | 0 | 0 | 8936.2834 | -8936.2834 | -12766.1191 | 0 | 8991454.2687 | 8991.4543 | 273158.1044 | 8908.6852
4 | 18 | 23 | 21.1 | 0 | 0.24 | 0 | 0.30804 | 0 | 0 | 0 | 1.4056 | 0 | 0 | 0 | 0 | 7027.8838 | -7027.8838 | -10039.834 | 0 | 8981414.4347 | 8981.4144 | 272853.0968 | 8898.7377
4 | 19 | 0 | 20.6 | 0 | 0.24 | 0 | 0.3167 | 0 | 0 | 0 | 1.0919 | 0 | 0 | 0 | 0 | 5459.4144 | -5459.4144 | -7799.1634 | 0 | 8973615.2713 | 8973.6153 | 272616.1601 | 8891.0104
4 | 19 | 1 | 19.4 | 0 | 0.24 | 0 | 0.31585 | 0 | 0 | 0 | 0.95135 | 0 | 0 | 0 | 0 | 4756.7401 | -4756.7401 | -6795.3429 | 0 | 8966819.9284 | 8966.8199 | 272409.7193 | 8884.2776
4 | 19 | 2 | 19.4 | 0 | 0.24 | 0 | 0.29633 | 0 | 0 | 0 | 0.89249 | 0 | 0 | 0 | 0 | 4462.4382 | -4462.4382 | -6374.9117 | 0 | 8960445.0167 | 8960.445 | 272216.0511 | 8877.9614
4 | 19 | 3 | 18.9 | 0 | 0.24 | 0 | 0.30607 | 0 | 0 | 0 | 0.82062 | 0 | 0 | 0 | 0 | 4103.1161 | -4103.1161 | -5861.5944 | 0 | 8954583.4223 | 8954.5834 | 272037.9774 | 8872.1537
4 | 19 | 4 | 18.3 | 0 | 0.24 | 0 | 0.30497 | 0 | 0 | 0 | 0.78754 | 0 | 0 | 0 | 0 | 3937.7138 | -3937.7138 | -5625.3055 | 0 | 8948958.1168 | 8948.9581 | 271867.082 | 8866.5802
4 | 19 | 5 | 18.3 | -0.69781 | 0.24 | -54.8681 | 0.32224 | 0 | -54.8681 | 0 | 0.82724 | 0 | 0 | 0 | 0 | 4136.1965 | -4191.0646 | -5987.2352 | 0 | 8942970.8817 | 8942.9709 | 271685.1913 | 8860.6481
4 | 19 | 6 | 18.9 | 40.1455 | 0.24 | 3156.5944 | 0.36012 | 0 | 3156.5944 | 0 | 0.81424 | 0 | 0 | 0 | 0 | 4071.1763 | -914.5819 | -1306.5456 | 0 | 8941664.3361 | 8941.6643 | 271645.4988 | 8859.3536
4 | 19 | 7 | 19.4 | 228.1954 | 0.24 | 17942.7338 | 0.3418 | 0 | 17942.7338 | 0 | 0.73895 | 0 | 0 | 0 | 0 | 3694.7437 | 14247.9902 | 0 | 9973.5931 | 8951637.9292 | 8951.6379 | 271948.4941 | 8869.2353
4 | 19 | 8 | 21.1 | 469.1392 | 0.24 | 36887.8537 | 0.29001 | 0 | 36887.8537 | 0 | 0.81834 | 0 | 0 | 0 | 0 | 4091.709 | 32796.1446 | 0 | 22957.3012 | 8974595.2304 | 8974.5952 | 272645.9311 | 8891.9813
4 | 19 | 9 | 20.6 | 676.9967 | 0.24 | 53231.4384 | 0.33211 | 0 | 53231.4384 | 0 | 0.9858 | 0 | 0 | 0 | 0 | 4928.9865 | 48302.4519 | 0 | 33811.7163 | 9008406.9468 | 9008.4069 | 273673.1224 | 8925.4818
4 | 19 | 10 | 21.7 | 828.3143 | 0.24 | 65129.3582 | 0.32657 | 0 | 65129.3582 | 0 | 1.1704 | 0 | 0 | 0 | 0 | 5851.8169 | 59277.5412 | 0 | 41494.2789 | 9049901.2256 | 9049.9012 | 274933.7081 | 8966.5941
4 | 19 | 11 | 23.3 | 440.9821 | 0.24 | 34673.8964 | 0.30456 | 0 | 34673.8964 | 0 | 1.3513 | 0 | 0 | 0 | 0 | 6756.396 | 27917.5004 | 0 | 19542.2503 | 9069443.4759 | 9069.4435 | 275527.3967 | 8985.9565
4 | 19 | 12 | 23.3 | 959.6131 | 0.24 | 75453.2276 | 0.29182 | 0 | 75453.2276 | 0 | 1.4133 | 0 | 0 | 0 | 0 | 7066.6678 | 68386.5598 | 0 | 47870.5918 | 9117314.0678 | 9117.3141 | 276981.6932 | 9033.3864
4 | 19 | 13 | 23.3 | 677.7446 | 0.24 | 53290.2479 | 0.28167 | 0 | 53290.2479 | 0 | 2.186 | 0 | 0 | 0 | 0 | 10930.2358 | 42360.0121 | 0 | 29652.0085 | 9146966.0763 | 9146.9661 | 277882.5137 | 9062.7654
4 | 19 | 14 | 23.9 | 584.3222 | 0.24 | 45944.5557 | 0.28806 | 0 | 45944.5557 | 0 | 3.9938 | 0 | 0 | 0 | 0 | 19969.1826 | 25975.3731 | 0 | 18182.7611 | 9165148.8374 | 9165.1488 | 278434.9014 | 9080.7808
4 | 19 | 15 | 25 | 630.2135 | 0.24 | 49552.9336 | 0.30317 | 0 | 49552.9336 | 0.8 | 4.4887 | 0 | 0 | 0 | 0 | 26443.4521 | 23109.4815 | 0 | 16176.6371 | 9181325.4745 | 9181.3255 | 278926.3435 | 9096.8085
4 | 19 | 16 | 23.9 | 427.71 | 0.24 | 33630.3221 | 0.30433 | 0 | 33630.3221 | 0 | 5.7806 | 0 | 0 | 0 | 0 | 28903.1846 | 4727.1376 | 0 | 3308.9963 | 9184634.4708 | 9184.6345 | 279026.87 | 9100.0871
4 | 19 | 17 | 23.9 | 211.4193 | 0.24 | 16623.6439 | 0.30103 | 0 | 16623.6439 | 0 | 5.5561 | 0 | 0 | 0 | 0 | 27780.7308 | -11157.087 | -15938.6957 | 0 | 9168695.7751 | 9168.6958 | 278542.6565 | 9084.2951
4 | 19 | 18 | 23.3 | 28.0804 | 0.24 | 2207.9265 | 0.28295 | 0 | 2207.9265 | 0 | 3.7589 | 0 | 0 | 0 | 0 | 18794.2564 | -16586.3299 | -23694.757 | 0 | 9145001.0181 | 9145.001 | 277822.8157 | 9060.8185
4 | 19 | 19 | 22.8 | 0 | 0.24 | 0 | 0.26187 | 0 | 0 | 0 | 2.0893 | 0 | 0 | 0 | 0 | 10446.5769 | -10446.5769 | -14923.6812 | 0 | 9130077.3369 | 9130.0773 | 277369.4381 | 9046.0322
4 | 19 | 20 | 22.8 | 0 | 0.24 | 0 | 0.26899 | 0 | 0 | 0 | 1.7487 | 0 | 0 | 0 | 0 | 8743.5042 | -8743.5042 | -12490.7203 | 0 | 9117586.6166 | 9117.5866 | 276989.9732 | 9033.6564
4 | 19 | 21 | 22.8 | 0 | 0.24 | 0 | 0.31542 | 0 | 0 | 0 | 1.8755 | 0 | 0 | 0 | 0 | 9377.7362 | -9377.7362 | -13396.766 | 0 | 9104189.8505 | 9104.1899 | 276582.9828 | 9020.383
4 | 19 | 22 | 22.2 | 0 | 0.24 | 0 | 0.35167 | 0 | 0 | 0 | 1.6305 | 0 | 0 | 0 | 0 | 8152.619 | -8152.619 | -11646.5986 | 0 | 9092543.252 | 9092.5433 | 276229.1621 | 9008.8436
4 | 19 | 23 | 21.7 | 0 | 0.24 | 0 | 0.38529 | 0 | 0 | 0 | 1.4202 | 0 | 0 | 0 | 0 | 7100.8889 | -7100.8889 | -10144.1271 | 0 | 9082399.1249 | 9082.3991 | 275920.9861 | 8998.7928
4 | 20 | 0 | 20.6 | 0 | 0.24 | 0 | 0.41217 | 0 | 0 | 0 | 1.1361 | 0 | 0 | 0 | 0 | 5680.7112 | -5680.7112 | -8115.3017 | 0 | 9074283.8233 | 9074.2838 | 275674.4453 | 8990.7522
4 | 20 | 1 | 21.1 | 0 | 0.24 | 0 | 0.43486 | 0 | 0 | 0 | 1.0205 | 0 | 0 | 0 | 0 | 5102.3737 | -5102.3737 | -7289.1053 | 0 | 9066994.718 | 9066.9947 | 275453.0041 | 8983.5302
4 | 20 | 2 | 21.1 | 0 | 0.24 | 0 | 0.46931 | 0 | 0 | 0 | 0.8715 | 0 | 0 | 0 | 0 | 4357.4933 | -4357.4933 | -6224.9904 | 0 | 9060769.7276 | 9060.7697 | 275263.8905 | 8977.3625
4 | 20 | 3 | 20.6 | 0 | 0.24 | 0 | 0.47576 | 0 | 0 | 0 | 0.73051 | 0 | 0 | 0 | 0 | 3652.5376 | -3652.5376 | -5217.9108 | 0 | 9055551.8167 | 9055.5518 | 275105.3716 | 8972.1927
4 | 20 | 4 | 20.6 | 0 | 0.24 | 0 | 0.50506 | 0 | 0 | 0 | 0.72321 | 0 | 0 | 0 | 0 | 3616.035 | -3616.035 | -5165.7643 | 0 | 9050386.0524 | 9050.3861 | 274948.437 | 8967.0745
4 | 20 | 5 | 20.6 | -0.94731 | 0.24 | -74.4859 | 0.5108 | 0 | -74.4859 | 0 | 0.81218 | 0 | 0 | 0 | 0 | 4060.91 | -4135.3959 | -5907.7085 | 0 | 9044478.344 | 9044.4783 | 274768.9623 | 8961.2211
4 | 20 | 6 | 20.6 | 42.8369 | 0.24 | 3368.2168 | 0.53807 | 0 | 3368.2168 | 0 | 0.82268 | 0 | 0 | 0 | 0 | 4113.3824 | -745.1656 | -1064.5223 | 0 | 9043413.8216 | 9043.4138 | 274736.6224 | 8960.1664
4 | 20 | 7 | 20.6 | 233.2073 | 0.24 | 18336.8097 | 0.55704 | 0 | 18336.8097 | 0 | 0.76245 | 0 | 0 | 0 | 0 | 3812.2363 | 14524.5734 | 0 | 10167.2014 | 9053581.023 | 9053.581 | 275045.4994 | 8970.24
4 | 20 | 8 | 21.7 | 471.4172 | 0.24 | 37066.9721 | 0.50512 | 0 | 37066.9721 | 0 | 0.84754 | 0 | 0 | 0 | 0 | 4237.7193 | 32829.2528 | 0 | 22980.477 | 9076561.5 | 9076.5615 | 275743.6405 | 8993.009
4 | 20 | 9 | 22.2 | 690.5999 | 0.24 | 54301.0404 | 0.53574 | 0 | 54301.0404 | 0 | 0.92488 | 0 | 0 | 0 | 0 | 4624.4183 | 49676.6221 | 0 | 34773.6355 | 9111335.1355 | 9111.3351 | 276800.0547 | 9027.4625
4 | 20 | 10 | 22.2 | 866.2181 | 0.24 | 68109.6865 | 0.54062 | 0 | 68109.6865 | 0 | 1.0508 | 0 | 0 | 0 | 0 | 5254.0875 | 62855.599 | 0 | 43998.9193 | 9155334.0548 | 9155.3341 | 278136.7308 | 9071.0564
4 | 20 | 11 | 22.2 | 973.5081 | 0.24 | 76545.7774 | 0.54913 | 0 | 76545.7774 | 0 | 1.1309 | 0 | 0 | 0 | 0 | 5654.4749 | 70891.3024 | 0 | 49623.9117 | 9204957.9665 | 9204.958 | 279644.2927 | 9120.2235
4 | 20 | 12 | 24.4 | 976.6409 | 0.24 | 76792.101 | 0.57614 | 0 | 76792.101 | 0.32 | 1.0518 | 0 | 0 | 0 | 0 | 6859.1387 | 69932.9623 | 0 | 48953.0736 | 9253911.0401 | 9253.911 | 281131.4746 | 9168.7259
4 | 20 | 13 | 24.4 | 968.9912 | 0.24 | 76190.6158 | 0.61166 | 0 | 76190.6158 | 0.32 | 1.854 | 0 | 0 | 0 | 0 | 10869.8576 | 65320.7581 | 0 | 45724.5307 | 9299635.5708 | 9299.6356 | 282520.5743 | 9214.0296
4 | 20 | 14 | 26.1 | 851.6311 | 0.2378 | 66348.9058 | 0.64447 | 0 | 66348.9058 | 1.68 | 2.4028 | 0 | 0 | 0 | 0 | 20414.1881 | 45934.7177 | 0 | 32154.3024 | 9331789.8732 | 9331.7899 | 283497.4139 | 9245.8879
4 | 20 | 15 | 27.2 | 669.8501 | 0.2356 | 51703.8994 | 0.65045 | 0 | 51703.8994 | 2.56 | 2.8567 | 0 | 0 | 0 | 0 | 27083.2527 | 24620.6467 | 0 | 17234.4527 | 9349024.3259 | 9349.0243 | 284020.9922 | 9262.9637
4 | 20 | 16 | 27.2 | 437.5886 | 0.2356 | 33776.2738 | 0.65669 | 0 | 33776.2738 | 2.56 | 3.563 | 0 | 0 | 0 | 0 | 30614.8756 | 3161.3982 | 0 | 2212.9788 | 9351237.3046 | 9351.2373 | 284088.2219 | 9265.1563
4 | 20 | 17 | 26.1 | 206.4762 | 0.2378 | 16086.1542 | 0.66846 | 0 | 16086.1542 | 1.68 | 3.969 | 0 | 0 | 0 | 0 | 28245.1283 | -12158.9741 | -17369.963 | 0 | 9333867.3416 | 9333.8673 | 283560.5268 | 9247.9462
4 | 20 | 18 | 24.4 | 28.0916 | 0.24 | 2208.8107 | 0.69062 | 0 | 2208.8107 | 0.32 | 3.2516 | 0 | 0 | 0 | 0 | 17857.8168 | -15649.0061 | -22355.723 | 0 | 9311511.6187 | 9311.5116 | 282881.3656 | 9225.7963
4 | 20 | 19 | 22.8 | 0 | 0.24 | 0 | 0.69505 | 0 | 0 | 0 | 2.0305 | 0 | 0 | 0 | 0 | 10152.275 | -10152.275 | -14503.2499 | 0 | 9297008.3687 | 9297.0084 | 282440.7606 | 9211.4265
4 | 20 | 20 | 22.2 | 0 | 0.24 | 0 | 0.72277 | 0 | 0 | 0 | 1.706 | 0 | 0 | 0 | 0 | 8530.1924 | -8530.1924 | -12185.9891 | 0 | 9284822.3796 | 9284.8224 | 282070.5533 | 9199.3527
4 | 20 | 21 | 21.7 | 0 | 0.24 | 0 | 0.72645 | 0 | 0 | 0 | 1.8651 | 0 | 0 | 0 | 0 | 9325.2638 | -9325.2638 | -13321.8054 | 0 | 9271500.5742 | 9271.5006 | 281665.8402 | 9186.1536
4 | 20 | 22 | 21.7 | 0 | 0.24 | 0 | 0.71703 | 0 | 0 | 0 | 1.6825 | 0 | 0 | 0 | 0 | 8412.6998 | -8412.6998 | -12018.1425 | 0 | 9259482.4317 | 9259.4824 | 281300.7321 | 9174.246
4 | 20 | 23 | 20.6 | 0 | 0.24 | 0 | 0.65076 | 0 | 0 | 0 | 1.4982 | 0 | 0 | 0 | 0 | 7491.0101 | -7491.0101 | -10701.443 | 0 | 9248780.9887 | 9248.781 | 280975.625 | 9163.6431
4 | 21 | 0 | 21.1 | 0 | 0.24 | 0 | 0.60344 | 0 | 0 | 0 | 1.4407 | 0 | 0 | 0 | 0 | 7203.5524 | -7203.5524 | -10290.7891 | 0 | 9238490.1996 | 9238.4902 | 280662.9934 | 9153.447
4 | 21 | 1 | 20 | 0 | 0.24 | 0 | 0.57409 | 0 | 0 | 0 | 1.3631 | 0 | 0 | 0 | 0 | 6815.7127 | -6815.7127 | -9736.7324 | 0 | 9228753.4672 | 9228.7535 | 280367.1939 | 9143.7999
4 | 21 | 2 | 19.4 | 0 | 0.24 | 0 | 0.5854 | 0 | 0 | 0 | 1.2641 | 0 | 0 | 0 | 0 | 6320.6467 | -6320.6467 | -9029.4953 | 0 | 9219723.9719 | 9219.724 | 280092.8802 | 9134.8536
4 | 21 | 3 | 19.4 | 0 | 0.24 | 0 | 0.57089 | 0 | 0 | 0 | 1.179 | 0 | 0 | 0 | 0 | 5895.1637 | -5895.1637 | -8421.6624 | 0 | 9211302.3095 | 9211.3023 | 279837.0322 | 9126.5094
4 | 21 | 4 | 18.9 | 0 | 0.24 | 0 | 0.54722 | 0 | 0 | 0 | 1.1106 | 0 | 0 | 0 | 0 | 5552.9522 | -5552.9522 | -7932.7888 | 0 | 9203369.5207 | 9203.3695 | 279596.0361 | 9118.6497
4 | 21 | 5 | 18.9 | 0 | 0.24 | 0 | 0.52269 | 0 | 0 | 0 | 1.1332 | 0 | 0 | 0 | 0 | 5665.882 | -5665.882 | -8094.1171 | 0 | 9195275.4035 | 9195.2754 | 279350.1388 | 9110.6301
4 | 21 | 6 | 19.4 | 32.8889 | 0.24 | 2586.0139 | 0.49631 | 0 | 2586.0139 | 0 | 1.2032 | 0 | 0 | 0 | 0 | 6016.0784 | -3430.0646 | -4900.0922 | 0 | 9190375.3113 | 9190.3753 | 279201.2753 | 9105.7751
4 | 21 | 7 | 20 | 237.5389 | 0.24 | 18677.3993 | 0.50802 | 0 | 18677.3993 | 0 | 1.2032 | 0 | 0 | 0 | 0 | 6016.0784 | 12661.3209 | 0 | 8862.9246 | 9199238.2359 | 9199.2382 | 279470.5287 | 9114.5564
4 | 21 | 8 | 21.1 | 393.5333 | 0.24 | 30943.0537 | 0.4879 | 0 | 30943.0537 | 0 | 1.216 | 0 | 0 | 0 | 0 | 6079.9579 | 24863.0958 | 0 | 17404.167 | 9216642.4029 | 9216.6424 | 279999.2629 | 9131.8004
4 | 21 | 9 | 22.2 | 682.2868 | 0.24 | 53647.3895 | 0.49204 | 0 | 53647.3895 | 0 | 1.3291 | 0 | 0 | 0 | 0 | 6645.7476 | 47001.6419 | 0 | 32901.1493 | 9249543.5523 | 9249.5436 | 280998.7915 | 9164.3987
4 | 21 | 10 | 25 | 865.7881 | 0.24 | 68075.8806 | 0.52154 | 0 | 68075.8806 | 0.8 | 0.70292 | 0 | 0 | 0 | 0 | 7514.5925 | 60561.2881 | 0 | 42392.9017 | 9291936.4539 | 9291.9365 | 282286.6771 | 9206.4013
4 | 21 | 11 | 26.1 | 976.275 | 0.2378 | 76059.6666 | 0.55997 | 0 | 76059.6666 | 1.68 | 0.088803 | 0 | 0 | 0 | 0 | 8844.0168 | 67215.6498 | 0 | 47050.9549 | 9338987.4088 | 9338.9874 | 283716.0732 | 9253.0192
4 | 21 | 12 | 26.7 | 1011.308 | 0.2366 | 78391.4332 | 0.51989 | 0 | 78391.4332 | 2.16 | 0.48135 | 0 | 0 | 0 | 0 | 13206.762 | 65184.6712 | 0 | 45629.2698 | 9384616.6787 | 9384.6167 | 285102.2788 | 9298.2284
4 | 21 | 13 | 27.2 | 967.8281 | 0.2356 | 74704.0089 | 0.51778 | 0 | 74704.0089 | 2.56 | 1.8145 | 0 | 0 | 0 | 0 | 21872.5121 | 52831.4968 | 0 | 36982.0478 | 9421598.7264 | 9421.5987 | 286225.7841 | 9334.87
4 | 21 | 14 | 27.8 | 850.4293 | 0.2344 | 65307.9755 | 0.52598 | 0 | 65307.9755 | 3.04 | 2.1851 | 0 | 0 | 0 | 0 | 26125.7496 | 39182.2259 | 0 | 27427.5581 | 9449026.2846 | 9449.0263 | 287059.0264 | 9362.0451
4 | 21 | 15 | 27.2 | 663.3693 | 0.2356 | 51203.67 | 0.53374 | 0 | 51203.67 | 2.56 | 3.4037 | 0 | 0 | 0 | 0 | 29818.6635 | 21385.0065 | 0 | 14969.5046 | 9463995.7891 | 9463.9958 | 287513.7961 | 9376.8768
4 | 21 | 16 | 27.8 | 447.5798 | 0.2344 | 34371.5039 | 0.56492 | 0 | 34371.5039 | 3.04 | 3.5517 | 0 | 0 | 0 | 0 | 32958.5729 | 1412.931 | 0 | 989.0517 | 9464984.8408 | 9464.9848 | 287543.8433 | 9377.8567
4 | 21 | 17 | 26.7 | 213.3886 | 0.2366 | 16540.7947 | 0.56294 | 0 | 16540.7947 | 2.16 | 4.0566 | 0 | 0 | 0 | 0 | 31082.7509 | -14541.9561 | -20774.223 | 0 | 9444210.6178 | 9444.2106 | 286912.7276 | 9357.2737
4 | 21 | 18 | 25.6 | 31.3769 | 0.2388 | 2454.7929 | 0.57537 | 0 | 2454.7929 | 1.28 | 3.3429 | 0 | 0 | 0 | 0 | 23114.4232 | -20659.6303 | -29513.7575 | 0 | 9414696.8603 | 9414.6969 | 286016.1071 | 9328.0317
4 | 21 | 19 | 23.3 | -0.13389 | 0.24 | -10.5272 | 0.56342 | 0 | -10.5272 | 0 | 2.5723 | 0 | 0 | 0 | 0 | 12861.4495 | -12871.9767 | -18388.5381 | 0 | 9396308.3221 | 9396.3083 | 285457.468 | 9309.8124
4 | 21 | 20 | 22.8 | 0 | 0.24 | 0 | 0.54884 | 0 | 0 | 0 | 2.0583 | 0 | 0 | 0 | 0 | 10291.441 | -10291.441 | -14702.0585 | 0 | 9381606.2636 | 9381.6063 | 285010.8232 | 9295.2457
4 | 21 | 21 | 22.8 | 0 | 0.24 | 0 | 0.56838 | 0 | 0 | 0 | 2.2586 | 0 | 0 | 0 | 0 | 11292.98 | -11292.98 | -16132.8286 | 0 | 9365473.435 | 9365.4734 | 284520.712 | 9279.2614
4 | 21 | 22 | 22.8 | 0 | 0.24 | 0 | 0.552 | 0 | 0 | 0 | 1.9857 | 0 | 0 | 0 | 0 | 9928.6968 | -9928.6968 | -14183.8525 | 0 | 9351289.5825 | 9351.2896 | 284089.8101 | 9265.2081
4 | 21 | 23 | 22.8 | 0 | 0.24 | 0 | 0.52622 | 0 | 0 | 0 | 1.7594 | 0 | 0 | 0 | 0 | 8797.1174 | -8797.1174 | -12567.3105 | 0 | 9338722.272 | 9338.7223 | 283708.0184 | 9252.7565
4 | 22 | 0 | 22.8 | 0 | 0.24 | 0 | 0.50687 | 0 | 0 | 0 | 1.479 | 0 | 0 | 0 | 0 | 7395.1908 | -7395.1908 | -10564.5584 | 0 | 9328157.7136 | 9328.1577 | 283387.0698 | 9242.2891
4 | 22 | 1 | 21.7 | 0 | 0.24 | 0 | 0.46788 | 0 | 0 | 0 | 1.2728 | 0 | 0 | 0 | 0 | 6363.9935 | -6363.9935 | -9091.4193 | 0 | 9319066.2944 | 9319.0663 | 283110.8748 | 9233.2814
4 | 22 | 2 | 22.2 | 0 | 0.24 | 0 | 0.4433 | 0 | 0 | 0 | 1.1569 | 0 | 0 | 0 | 0 | 5784.5153 | -5784.5153 | -8263.5933 | 0 | 9310802.7011 | 9310.8027 | 282859.8289 | 9225.0939
4 | 22 | 3 | 21.7 | 0 | 0.24 | 0 | 0.43853 | 0 | 0 | 0 | 1.1126 | 0 | 0 | 0 | 0 | 5563.2185 | -5563.2185 | -7947.4551 | 0 | 9302855.246 | 9302.8552 | 282618.3872 | 9217.2196
4 | 22 | 4 | 22.2 | 0 | 0.24 | 0 | 0.44218 | 0 | 0 | 0 | 1.0563 | 0 | 0 | 0 | 0 | 5281.4644 | -5281.4644 | -7544.9491 | 0 | 9295310.2969 | 9295.3103 | 282389.1736 | 9209.7441
4 | 22 | 5 | 22.2 | -0.72497 | 0.24 | -57.0032 | 0.43275 | 0 | -57.0032 | 0 | 1.0604 | 0 | 0 | 0 | 0 | 5301.9971 | -5359.0003 | -7655.7147 | 0 | 9287654.5822 | 9287.6546 | 282156.5949 | 9202.1589
4 | 22 | 6 | 22.2 | 47.8153 | 0.24 | 3759.6615 | 0.45933 | 0 | 3759.6615 | 0 | 1.1138 | 0 | 0 | 0 | 0 | 5568.9221 | -1809.2605 | -2584.6579 | 0 | 9285069.9243 | 9285.0699 | 282078.0737 | 9199.598
4 | 22 | 7 | 15.6 | 224.6467 | 0.24 | 17663.6983 | 0.41225 | 0 | 17663.6983 | 0 | 1.0942 | 0 | 0 | 0 | 0 | 5470.8214 | 12192.8768 | 0 | 8535.0138 | 9293604.9381 | 9293.6049 | 282337.3652 | 9208.0544
4 | 22 | 8 | 15.6 | 467.4071 | 0.24 | 36751.661 | 0.40467 | 0 | 36751.661 | 0 | 1.192 | 0 | 0 | 0 | 0 | 5960.1839 | 30791.4771 | 0 | 21554.034 | 9315158.9721 | 9315.159 | 282992.1713 | 9229.4101
4 | 22 | 9 | 15.6 | 691.2089 | 0.24 | 54348.9278 | 0.40661 | 0 | 54348.9278 | 0 | 1.2399 | 0 | 0 | 0 | 0 | 6199.732 | 48149.1958 | 0 | 33704.4371 | 9348863.4091 | 9348.8634 | 284016.1036 | 9262.8042
4 | 22 | 10 | 15 | 865.3698 | 0.24 | 68042.9863 | 0.31197 | 0 | 68042.9863 | 0 | 1.3458 | 0 | 0 | 0 | 0 | 6729.0191 | 61313.9672 | 0 | 42919.777 | 9391783.1862 | 9391.7832 | 285319.9955 | 9305.3289
4 | 22 | 11 | 15.6 | 975.603 | 0.24 | 76710.4936 | 0.29489 | 0 | 76710.4936 | 0 | 1.576 | 0 | 0 | 0 | 0 | 7879.9905 | 68830.5031 | 0 | 48181.3522 | 9439964.5383 | 9439.9645 | 286783.7328 | 9353.0668
4 | 22 | 12 | 15.6 | 1010.3755 | 0.24 | 79444.6135 | 0.2746 | 0 | 79444.6135 | 0 | 2.2746 | 0 | 0 | 0 | 0 | 11372.8294 | 68071.7841 | 0 | 47650.2489 | 9487614.7872 | 9487.6148 | 288231.3353 | 9400.2784
4 | 22 | 13 | 15.6 | 966.6753 | 0.24 | 76008.5197 | 0.25717 | 0 | 76008.5197 | 0 | 3.3749 | 0 | 0 | 0 | 0 | 16874.4498 | 59134.0699 | 0 | 41393.8489 | 9529008.6361 | 9529.0086 | 289488.87 | 9441.2912
4 | 22 | 14 | 16.1 | 849.2286 | 0.24 | 66773.8269 | 0.26062 | 0 | 66773.8269 | 0 | 4.6436 | 0 | 0 | 0 | 0 | 23217.9106 | 43555.9163 | 0 | 30489.1414 | 9559497.7775 | 9559.4978 | 290415.1224 | 9471.4997
4 | 22 | 15 | 16.7 | 669.5697 | 0.24 | 52647.462 | 0.25962 | 0 | 52647.462 | 0 | 5.5463 | 0 | 0 | 0 | 0 | 27731.6805 | 24915.7815 | 0 | 17441.047 | 9576938.8246 | 9576.9388 | 290944.9769 | 9488.7801
4 | 22 | 16 | 17.8 | 446.5982 | 0.24 | 35115.4845 | 0.24463 | 0 | 35115.4845 | 0 | 5.8167 | 0 | 0 | 0 | 0 | 29083.416 | 6032.0685 | 0 | 4222.4479 | 9581161.2725 | 9581.1613 | 291073.2538 | 9492.9637
4 | 22 | 17 | 18.3 | 214.7716 | 0.24 | 16887.2341 | 0.24888 | 0 | 16887.2341 | 0 | 5.3029 | 0 | 0 | 0 | 0 | 26514.5482 | -9627.3141 | -13753.3059 | 0 | 9567407.9666 | 9567.408 | 290655.4319 | 9479.337
4 | 22 | 18 | 17.2 | 31.3345 | 0.24 | 2463.7937 | 0.22382 | 0 | 2463.7937 | 0 | 3.4196 | 0 | 0 | 0 | 0 | 17098.028 | -14634.2343 | -20906.049 | 0 | 9546501.9176 | 9546.5019 | 290020.3114 | 9458.6234
4 | 22 | 19 | 16.1 | -0.27196 | 0.24 | -21.3836 | 0.22756 | 0 | -21.3836 | 0 | 2.0854 | 0 | 0 | 0 | 0 | 10427.1849 | -10448.5684 | -14926.5264 | 0 | 9531575.3912 | 9531.5754 | 289566.8473 | 9443.8343
4 | 22 | 20 | 15 | 0 | 0.24 | 0 | 0.23917 | 0 | 0 | 0 | 1.926 | 0 | 0 | 0 | 0 | 9629.832 | -9629.832 | -13756.9029 | 0 | 9517818.4883 | 9517.8185 | 289148.9161 | 9430.204
4 | 22 | 21 | 15.6 | 0 | 0.24 | 0 | 0.2576 | 0 | 0 | 0 | 1.9574 | 0 | 0 | 0 | 0 | 9787.2493 | -9787.2493 | -13981.7848 | 0 | 9503836.7036 | 9503.8367 | 288724.153 | 9416.351
4 | 22 | 22 | 15.6 | 0 | 0.24 | 0 | 0.26117 | 0 | 0 | 0 | 1.6638 | 0 | 0 | 0 | 0 | 8319.1619 | -8319.1619 | -11884.5171 | 0 | 9491952.1865 | 9491.9522 | 288363.1044 | 9404.5758
4 | 22 | 23 | 16.1 | 0 | 0.24 | 0 | 0.27183 | 0 | 0 | 0 | 1.4403 | 0 | 0 | 0 | 0 | 7201.271 | -7201.271 | -10287.53 | 0 | 9481664.6565 | 9481.6647 | 288050.5718 | 9394.383
4 | 23 | 0 | 16.1 | 0 | 0.24 | 0 | 0.25186 | 0 | 0 | 0 | 1.203 | 0 | 0 | 0 | 0 | 6014.9377 | -6014.9377 | -8592.7682 | 0 | 9473071.8883 | 9473.0719 | 287789.5257 | 9385.8693
4 | 23 | 1 | 17.2 | 0 | 0.24 | 0 | 0.25579 | 0 | 0 | 0 | 0.99971 | 0 | 0 | 0 | 0 | 4998.5695 | -4998.5695 | -7140.8136 | 0 | 9465931.0747 | 9465.9311 | 287572.5896 | 9378.7943
4 | 23 | 2 | 18.9 | 0 | 0.24 | 0 | 0.24717 | 0 | 0 | 0 | 0.87127 | 0 | 0 | 0 | 0 | 4356.3526 | -4356.3526 | -6223.3608 | 0 | 9459707.7139 | 9459.7077 | 287383.5255 | 9372.6282
4 | 23 | 3 | 18.3 | 0 | 0.24 | 0 | 0.19574 | 0 | 0 | 0 | 0.81515 | 0 | 0 | 0 | 0 | 4075.7391 | -4075.7391 | -5822.4845 | 0 | 9453885.2294 | 9453.8852 | 287206.6399 | 9366.8593
4 | 23 | 4 | 17.8 | 0 | 0.24 | 0 | 0.19243 | 0 | 0 | 0 | 0.76222 | 0 | 0 | 0 | 0 | 3811.0956 | -3811.0956 | -5444.4223 | 0 | 9448440.8071 | 9448.4408 | 287041.2397 | 9361.465
4 | 23 | 5 | 18.3 | -0.154 | 0.24 | -12.1092 | 0.16776 | 0 | -12.1092 | 0 | 0.75423 | 0 | 0 | 0 | 0 | 3771.1709 | -3783.2801 | -5404.6859 | 0 | 9443036.1212 | 9443.0361 | 286877.0467 | 9356.1101
4 | 23 | 6 | 18.9 | 45.8061 | 0.24 | 3601.6756 | 0.15553 | 0 | 3601.6756 | 0 | 0.77271 | 0 | 0 | 0 | 0 | 3863.568 | -261.8924 | -374.1319 | 0 | 9442661.9893 | 9442.662 | 286865.6807 | 9355.7394
4 | 23 | 7 | 20.6 | 220.061 | 0.24 | 17303.1355 | 0.16103 | 0 | 17303.1355 | 0 | 0.85028 | 0 | 0 | 0 | 0 | 4251.4077 | 13051.7278 | 0 | 9136.2095 | 9451798.1988 | 9451.7982 | 287143.2364 | 9364.7915
4 | 23 | 8 | 21.7 | 468.3147 | 0.24 | 36823.0201 | 0.15548 | 0 | 36823.0201 | 0 | 1.1519 | 0 | 0 | 0 | 0 | 5759.4198 | 31063.6002 | 0 | 21744.5202 | 9473542.7189 | 9473.5427 | 287803.8294 | 9386.3358
4 | 23 | 9 | 23.3 | 669.1821 | 0.24 | 52616.9844 | 0.1812 | 0 | 52616.9844 | 0 | 1.145 | 0 | 0 | 0 | 0 | 5725.1987 | 46891.7857 | 0 | 32824.25 | 9506366.969 | 9506.367 | 288801.0218 | 9418.8579
4 | 23 | 10 | 25 | 864.9702 | 0.24 | 68011.5716 | 0.19711 | 0 | 68011.5716 | 0.8 | 0.43485 | 0 | 0 | 0 | 0 | 6174.264 | 61837.3075 | 0 | 43286.1153 | 9549653.0842 | 9549.6531 | 290116.0431 | 9461.7456
4 | 23 | 11 | 26.7 | 974.7825 | 0.2366 | 75560.1597 | 0.17527 | 0 | 75560.1597 | 2.16 | 0 | 0 | 0 | 0 | 0 | 10800 | 64760.1597 | 0 | 45332.1118 | 9594985.196 | 9594.9852 | 291493.2211 | 9506.6604
4 | 23 | 12 | 26.7 | 983.1142 | 0.2366 | 76205.9876 | 0.17765 | 0 | 76205.9876 | 2.16 | 0 | 0 | 0 | 0 | 0 | 10800 | 65405.9876 | 0 | 45784.1913 | 9640769.3874 | 9640.7694 | 292884.1333 | 9552.0231
4 | 23 | 13 | 26.1 | 956.3368 | 0.2378 | 74506.3207 | 0.15592 | 0 | 74506.3207 | 1.68 | 0.96076 | 0 | 0 | 0 | 0 | 13203.7915 | 61302.5292 | 0 | 42911.7705 | 9683681.1578 | 9683.6812 | 294187.782 | 9594.5399
4 | 23 | 14 | 26.1 | 813.955 | 0.2378 | 63413.6381 | 0.15118 | 0 | 63413.6381 | 1.68 | 2.8943 | 0 | 0 | 0 | 0 | 22871.2668 | 40542.3713 | 0 | 28379.6599 | 9712060.8177 | 9712.0608 | 295049.9489 | 9622.6583
4 | 23 | 15 | 25 | 581.8024 | 0.24 | 45746.4218 | 0.1682 | 0 | 45746.4218 | 0.8 | 4.9872 | 0 | 0 | 0 | 0 | 28935.8926 | 16810.5292 | 0 | 11767.3704 | 9723828.1881 | 9723.8282 | 295407.4386 | 9634.3174
4 | 23 | 16 | 24.4 | 424.8746 | 0.24 | 33407.3797 | 0.18852 | 0 | 33407.3797 | 0.32 | 5.8925 | 0 | 0 | 0 | 0 | 31062.6184 | 2344.7613 | 0 | 1641.3329 | 9725469.5211 | 9725.4695 | 295457.3019 | 9635.9436
4 | 23 | 17 | 23.3 | 160.3139 | 0.24 | 12605.2912 | 0.21287 | 0 | 12605.2912 | 0 | 5.6768 | 0 | 0 | 0 | 0 | 28384.1638 | -15778.8726 | -22541.2466 | 0 | 9702928.2745 | 9702.9283 | 294772.5045 | 9613.6098
4 | 23 | 18 | 21.7 | 33.2849 | 0.24 | 2617.1494 | 0.23953 | 0 | 2617.1494 | 0 | 3.8738 | 0 | 0 | 0 | 0 | 19369.1718 | -16752.0224 | -23931.4605 | 0 | 9678996.8139 | 9678.9968 | 294045.4728 | 9589.8987
4 | 23 | 19 | 18.9 | -0.13717 | 0.24 | -10.7857 | 0.2418 | 0 | -10.7857 | 0 | 2.4044 | 0 | 0 | 0 | 0 | 12021.8905 | -12032.6762 | -17189.5375 | 0 | 9661807.2764 | 9661.8073 | 293523.259 | 9572.8674
4 | 23 | 20 | 19.4 | 0 | 0.24 | 0 | 0.30989 | 0 | 0 | 0 | 2.1436 | 0 | 0 | 0 | 0 | 10718.0647 | -10718.0647 | -15311.5209 | 0 | 9646495.7555 | 9646.4958 | 293058.0989 | 9557.6968
4 | 23 | 21 | 19.4 | 0 | 0.24 | 0 | 0.35567 | 0 | 0 | 0 | 2.2458 | 0 | 0 | 0 | 0 | 11229.1005 | -11229.1005 | -16041.5722 | 0 | 9630454.1833 | 9630.4542 | 292570.76 | 9541.8029
4 | 23 | 22 | 17.8 | 0 | 0.24 | 0 | 0.35543 | 0 | 0 | 0 | 1.899 | 0 | 0 | 0 | 0 | 9495.2288 | -9495.2288 | -13564.6126 | 0 | 9616889.5707 | 9616.8896 | 292158.6705 | 9528.3631
4 | 23 | 23 | 17.2 | 0 | 0.24 | 0 | 0.37736 | 0 | 0 | 0 | 1.7382 | 0 | 0 | 0 | 0 | 8691.0318 | -8691.0318 | -12415.7597 | 0 | 9604473.811 | 9604.4738 | 291781.4829 | 9516.0617
4 | 24 | 0 | 15 | 0 | 0.24 | 0 | 0.37331 | 0 | 0 | 0 | 1.4804 | 0 | 0 | 0 | 0 | 7402.0351 | -7402.0351 | -10574.3358 | 0 | 9593899.4751 | 9593.8995 | 291460.2372 | 9505.5847
4 | 24 | 1 | 14.4 | 0 | 0.24 | 0 | 0.3673 | 0 | 0 | 0 | 1.3775 | 0 | 0 | 0 | 0 | 6887.5771 | -6887.5771 | -9839.3959 | 0 | 9584060.0793 | 9584.0601 | 291161.3189 | 9495.8359
4 | 24 | 2 | 13.9 | 0 | 0.24 | 0 | 0.34545 | 0 | 0 | 0 | 1.231 | 0 | 0 | 0 | 0 | 6155.2445 | -6155.2445 | -8793.2064 | 0 | 9575266.8729 | 9575.2669 | 290894.1835 | 9487.1236
4 | 24 | 3 | 12.2 | 0 | 0.24 | 0 | 0.322 | 0 | 0 | 0 | 0.91621 | 0 | 0 | 0 | 0 | 4581.0715 | -4581.0715 | -6544.3878 | 0 | 9568722.4851 | 9568.7225 | 290695.3666 | 9480.6394
4 | 24 | 4 | 13.9 | 0 | 0.24 | 0 | 0.29443 | 0 | 0 | 0 | 0.82655 | 0 | 0 | 0 | 0 | 4132.7744 | -4132.7744 | -5903.9634 | 0 | 9562818.5217 | 9562.8185 | 290516.0057 | 9474.7898
4 | 24 | 5 | 12.8 | -0.040352 | 0.24 | -3.1728 | 0.27313 | 0 | -3.1728 | 0 | 0.84572 | 0 | 0 | 0 | 0 | 4228.5936 | -4231.7664 | -6045.3806 | 0 | 9556773.141 | 9556.7731 | 290332.3486 | 9468.8001
4 | 24 | 6 | 14.4 | 45.3694 | 0.24 | 3567.3409 | 0.24655 | 0 | 3567.3409 | 0 | 0.81971 | 0 | 0 | 0 | 0 | 4098.5532 | -531.2124 | -758.8748 | 0 | 9556014.2662 | 9556.0143 | 290309.2942 | 9468.0482
4 | 24 | 7 | 17.2 | 44.4 | 0.24 | 3491.1187 | 0.19892 | 0 | 3491.1187 | 0 | 0.85576 | 0 | 0 | 0 | 0 | 4278.7846 | -787.6659 | -1125.237 | 0 | 9554889.0292 | 9554.889 | 290275.1097 | 9466.9333
4 | 24 | 8 | 18.3 | 158.6164 | 0.24 | 12471.8176 | 0.15195 | 0 | 12471.8176 | 0 | 0.96641 | 0 | 0 | 0 | 0 | 4832.0266 | 7639.791 | 0 | 5347.8537 | 9560236.8829 | 9560.2369 | 290437.5762 | 9472.232
4 | 24 | 9 | 19.4 | 479.1619 | 0.24 | 37675.9279 | 0.16099 | 0 | 37675.9279 | 0 | 1.0335 | 0 | 0 | 0 | 0 | 5167.3939 | 32508.5341 | 0 | 22755.9738 | 9582992.8567 | 9582.9929 | 291128.8969 | 9494.7785
4 | 24 | 10 | 21.1 | 439.4051 | 0.24 | 34549.894 | 0.18666 | 0 | 34549.894 | 0 | 1.1295 | 0 | 0 | 0 | 0 | 5647.6307 | 28902.2633 | 0 | 20231.5843 | 9603224.441 | 9603.2244 | 291743.5273 | 9514.8238
4 | 24 | 11 | 22.2 | 369.8971 | 0.24 | 29084.5671 | 0.21348 | 0 | 29084.5671 | 0 | 1.3015 | 0 | 0 | 0 | 0 | 6507.7223 | 22576.8448 | 0 | 15803.7914 | 9619028.2324 | 9619.0282 | 292223.6425 | 9530.4821
4 | 24 | 12 | 23.9 | 647.042 | 0.24 | 50876.1367 | 0.21624 | 0 | 50876.1367 | 0 | 1.5126 | 0 | 0 | 0 | 0 | 7562.8745 | 43313.2622 | 0 | 30319.2836 | 9649347.5159 | 9649.3475 | 293144.7347 | 9560.5223
4 | 24 | 13 | 25.6 | 453.0472 | 0.2388 | 35444.4411 | 0.22096 | 0 | 35444.4411 | 1.28 | 1.0471 | 0 | 0 | 0 | 0 | 11635.5082 | 23808.9328 | 0 | 16666.253 | 9666013.7689 | 9666.0138 | 293651.0512 | 9577.0351
4 | 24 | 14 | 26.1 | 183.5138 | 0.2378 | 14297.2035 | 0.22106 | 0 | 14297.2035 | 1.68 | 2.5737 | 0 | 0 | 0 | 0 | 21268.5762 | -6971.3727 | -9959.1038 | 0 | 9656054.6651 | 9656.0547 | 293348.4962 | 9567.1677
4 | 24 | 15 | 26.1 | 352.4024 | 0.2378 | 27454.9802 | 0.22859 | 0 | 27454.9802 | 1.68 | 3.8597 | 0 | 0 | 0 | 0 | 27698.7306 | -243.7503 | -348.2148 | 0 | 9655706.4503 | 9655.7065 | 293337.9175 | 9566.8227
4 | 24 | 16 | 25 | 437.8189 | 0.24 | 34425.175 | 0.25581 | 0 | 34425.175 | 0.8 | 5.0353 | 0 | 0 | 0 | 0 | 29176.5814 | 5248.5936 | 0 | 3674.0155 | 9659380.4658 | 9659.3805 | 293449.5331 | 9570.4629
4 | 24 | 17 | 23.3 | 185.0187 | 0.24 | 14547.8019 | 0.27095 | 0 | 14547.8019 | 0 | 5.2397 | 0 | 0 | 0 | 0 | 26198.5729 | -11650.7711 | -16643.9586 | 0 | 9642736.5072 | 9642.7365 | 292943.8939 | 9553.9721
4 | 24 | 18 | 21.1 | 34.6383 | 0.24 | 2723.5692 | 0.2805 | 0 | 2723.5692 | 0 | 3.6035 | 0 | 0 | 0 | 0 | 18017.4363 | -15293.867 | -21848.3815 | 0 | 9620888.1257 | 9620.8881 | 292280.1456 | 9532.3249
4 | 24 | 19 | 18.3 | -0.4222 | 0.24 | -33.1972 | 0.31632 | 0 | -33.1972 | 0 | 2.098 | 0 | 0 | 0 | 0 | 10489.9237 | -10523.1209 | -15033.0298 | 0 | 9605855.0959 | 9605.8551 | 291823.446 | 9517.4302
4 | 24 | 20 | 18.9 | 0 | 0.24 | 0 | 0.32982 | 0 | 0 | 0 | 1.7416 | 0 | 0 | 0 | 0 | 8708.1424 | -8708.1424 | -12440.2034 | 0 | 9593414.8925 | 9593.4149 | 291445.5157 | 9505.1046
4 | 24 | 21 | 17.8 | 0 | 0.24 | 0 | 0.3499 | 0 | 0 | 0 | 1.9184 | 0 | 0 | 0 | 0 | 9592.1888 | -9592.1888 | -13703.1268 | 0 | 9579711.7657 | 9579.7118 | 291029.2182 | 9491.5276
4 | 24 | 22 | 17.2 | 0 | 0.24 | 0 | 0.35356 | 0 | 0 | 0 | 1.6214 | 0 | 0 | 0 | 0 | 8106.9908 | -8106.9908 | -11581.4154 | 0 | 9568130.3503 | 9568.1304 | 290677.3777 | 9480.0528
4 | 24 | 23 | 15.6 | 0 | 0.24 | 0 | 0.36137 | 0 | 0 | 0 | 1.3346 | 0 | 0 | 0 | 0 | 6673.1246 | -6673.1246 | -9533.0351 | 0 | 9558597.3152 | 9558.5973 | 290387.7665 | 9470.6075
4 | 25 | 0 | 14.4 | 0 | 0.24 | 0 | 0.3686 | 0 | 0 | 0 | 1.119 | 0 | 0 | 0 | 0 | 5595.1583 | -5595.1583 | -7993.0833 | 0 | 9550604.2319 | 9550.6042 | 290144.9387 | 9462.688
4 | 25 | 1 | 14.4 | 0 | 0.24 | 0 | 0.38243 | 0 | 0 | 0 | 0.99949 | 0 | 0 | 0 | 0 | 4997.4288 | -4997.4288 | -7139.184 | 0 | 9543465.0479 | 9543.465 | 289928.0521 | 9455.6145
4 | 25 | 2 | 14.4 | 0 | 0.24 | 0 | 0.37601 | 0 | 0 | 0 | 0.9153 | 0 | 0 | 0 | 0 | 4576.5087 | -4576.5087 | -6537.8695 | 0 | 9536927.1784 | 9536.9272 | 289729.4333 | 9449.1368
4 | 25 | 3 | 15 | 0 | 0.24 | 0 | 0.3889 | 0 | 0 | 0 | 0.86214 | 0 | 0 | 0 | 0 | 4310.7244 | -4310.7244 | -6158.1777 | 0 | 9530769.0007 | 9530.769 | 289542.3494 | 9443.0353
4 | 25 | 4 | 14.4 | 0 | 0.24 | 0 | 0.39778 | 0 | 0 | 0 | 0.85758 | 0 | 0 | 0 | 0 | 4287.9103 | -4287.9103 | -6125.5861 | 0 | 9524643.4146 | 9524.6434 | 289356.2556 | 9436.9661
4 | 25 | 5 | 14.4 | 0.69543 | 0.24 | 54.6808 | 0.39666 | 0 | 54.6808 | 0 | 0.90139 | 0 | 0 | 0 | 0 | 4506.9257 | -4452.2449 | -6360.3498 | 0 | 9518283.0647 | 9518.2831 | 289163.0298 | 9430.6643
4 | 25 | 6 | 16.1 | 44.6357 | 0.24 | 3509.6545 | 0.40004 | 0 | 3509.6545 | 0 | 0.90458 | 0 | 0 | 0 | 0 | 4522.8955 | -1013.241 | -1447.4872 | 0 | 9516835.5776 | 9516.8356 | 289119.0555 | 9429.2302
4 | 25 | 7 | 18.9 | 171.1649 | 0.24 | 13458.4932 | 0.38027 | 0 | 13458.4932 | 0 | 0.78549 | 0 | 0 | 0 | 0 | 3927.4475 | 9531.0457 | 0 | 6671.732 | 9523507.3095 | 9523.5073 | 289321.741 | 9435.8405
4 | 25 | 8 | 20.6 | 354.5441 | 0.24 | 27877.374 | 0.33594 | 0 | 27877.374 | 0 | 0.84549 | 0 | 0 | 0 | 0 | 4227.4529 | 23649.9211 | 0 | 16554.9447 | 9540062.2543 | 9540.0623 | 289824.6761 | 9452.243
4 | 25 | 9 | 22.2 | 678.6802 | 0.24 | 53363.8065 | 0.33919 | 0 | 53363.8065 | 0 | 0.95112 | 0 | 0 | 0 | 0 | 4755.5994 | 48608.2072 | 0 | 34025.745 | 9574087.9993 | 9574.088 | 290858.3696 | 9485.9556
4 | 25 | 10 | 23.3 | 864.5461 | 0.24 | 67978.2197 | 0.3519 | 0 | 67978.2197 | 0 | 1.1088 | 0 | 0 | 0 | 0 | 5543.8265 | 62434.3932 | 0 | 43704.0752 | 9617792.0745 | 9617.7921 | 292186.0883 | 9529.2573
4 | 25 | 11 | 24.4 | 974.0482 | 0.24 | 76588.2448 | 0.33174 | 0 | 76588.2448 | 0.32 | 0.91221 | 0 | 0 | 0 | 0 | 6161.0272 | 70427.2177 | 0 | 49299.0524 | 9667091.1269 | 9667.0911 | 293683.7811 | 9578.1026
4 | 25 | 12 | 25.6 | 1007.9413 | 0.2388 | 78856.9481 | 0.34606 | 0 | 78856.9481 | 1.28 | 0.27097 | 0 | 0 | 0 | 0 | 7754.8296 | 71102.1185 | 0 | 49771.4829 | 9716862.6098 | 9716.8626 | 295195.8261 | 9627.4159
4 | 25 | 13 | 26.7 | 963.9506 | 0.2366 | 74720.53 | 0.31634 | 0 | 74720.53 | 2.16 | 0.31732 | 0 | 0 | 0 | 0 | 12386.5951 | 62333.935 | 0 | 43633.7545 | 9760496.3643 | 9760.4964 | 296521.4085 | 9670.648
4 | 25 | 14 | 26.7 | 819.8181 | 0.2366 | 63548.108 | 0.26276 | 0 | 63548.108 | 2.16 | 2.1431 | 0 | 0 | 0 | 0 | 21515.6576 | 42032.4504 | 0 | 29422.7153 | 9789919.0796 | 9789.9191 | 297415.2632 | 9699.7999
4 | 25 | 15 | 27.2 | 596.083 | 0.2356 | 46010.0237 | 0.23119 | 0 | 46010.0237 | 2.56 | 3.0084 | 0 | 0 | 0 | 0 | 27841.8216 | 18168.2021 | 0 | 12717.7414 | 9802636.821 | 9802.6368 | 297801.6249 | 9712.4005
4 | 25 | 16 | 26.7 | 432.4932 | 0.2366 | 33524.66 | 0.21301 | 0 | 33524.66 | 2.16 | 4.0333 | 0 | 0 | 0 | 0 | 30966.3989 | 2558.261 | 0 | 1790.7827 | 9804427.6037 | 9804.4276 | 297856.0285 | 9714.1748
4 | 25 | 17 | 25.6 | 204.5899 | 0.2388 | 16006.227 | 0.20712 | 0 | 16006.227 | 1.28 | 4.2224 | 0 | 0 | 0 | 0 | 27511.8411 | -11505.6141 | -16436.5916 | 0 | 9787991.0121 | 9787.991 | 297356.689 | 9697.8895
4 | 25 | 18 | 24.4 | 32.3046 | 0.24 | 2540.0691 | 0.18938 | 0 | 2540.0691 | 0.32 | 2.9721 | 0 | 0 | 0 | 0 | 16460.4531 | -13920.3839 | -19886.2628 | 0 | 9768104.7494 | 9768.1047 | 296752.5493 | 9678.1863
4 | 25 | 19 | 23.3 | -0.42576 | 0.24 | -33.4767 | 0.16313 | 0 | -33.4767 | 0 | 2.0086 | 0 | 0 | 0 | 0 | 10042.7673 | -10076.244 | -14394.6342 | 0 | 9753710.1151 | 9753.7101 | 296315.244 | 9663.9242
4 | 25 | 20 | 23.3 | 0 | 0.24 | 0 | 0.19589 | 0 | 0 | 0 | 1.8388 | 0 | 0 | 0 | 0 | 9194.0827 | -9194.0827 | -13134.4039 | 0 | 9740575.7113 | 9740.5757 | 295916.2241 | 9650.9107
4 | 25 | 21 | 22.2 | 0 | 0.24 | 0 | 0.20079 | 0 | 0 | 0 | 1.957 | 0 | 0 | 0 | 0 | 9784.9679 | -9784.9679 | -13978.5256 | 0 | 9726597.1857 | 9726.5972 | 295491.5601 | 9637.0609
4 | 25 | 22 | 21.7 | 0 | 0.24 | 0 | 0.21434 | 0 | 0 | 0 | 1.6967 | 0 | 0 | 0 | 0 | 8483.4235 | -8483.4235 | -12119.1764 | 0 | 9714478.0093 | 9714.478 | 295123.3826 | 9625.0532
4 | 25 | 23 | 21.1 | 0 | 0.24 | 0 | 0.22095 | 0 | 0 | 0 | 1.4699 | 0 | 0 | 0 | 0 | 7349.5626 | -7349.5626 | -10499.3752 | 0 | 9703978.6341 | 9703.9786 | 294804.4142 | 9614.6505
4 | 26 | 0 | 20.6 | 0 | 0.24 | 0 | 0.22348 | 0 | 0 | 0 | 1.2824 | 0 | 0 | 0 | 0 | 6411.9031 | -6411.9031 | -9159.8616 | 0 | 9694818.7725 | 9694.8188 | 294526.1399 | 9605.575
4 | 26 | 1 | 20 | 0 | 0.24 | 0 | 0.21763 | 0 | 0 | 0 | 1.1699 | 0 | 0 | 0 | 0 | 5849.5355 | -5849.5355 | -8356.4793 | 0 | 9686462.2932 | 9686.4623 | 294272.2722 | 9597.2954
4 | 26 | 2 | 19.4 | 0 | 0.24 | 0 | 0.2453 | 0 | 0 | 0 | 0.98238 | 0 | 0 | 0 | 0 | 4911.876 | -4911.876 | -7016.9656 | 0 | 9679445.3276 | 9679.4453 | 294059.0986 | 9590.343
4 | 26 | 3 | 18.3 | 0 | 0.24 | 0 | 0.28802 | 0 | 0 | 0 | 0.85644 | 0 | 0 | 0 | 0 | 4282.2068 | -4282.2068 | -6117.4382 | 0 | 9673327.8893 | 9673.3279 | 293873.2523 | 9584.2819
4 | 26 | 4 | 18.3 | 0 | 0.24 | 0 | 0.28444 | 0 | 0 | 0 | 0.84526 | 0 | 0 | 0 | 0 | 4226.3122 | -4226.3122 | -6037.5889 | 0 | 9667290.3005 | 9667.2903 | 293689.8319 | 9578.2999
4 | 26 | 5 | 18.3 | 0.82222 | 0.24 | 64.6503 | 0.32264 | 0 | 64.6503 | 0 | 0.85393 | 0 | 0 | 0 | 0 | 4269.659 | -4205.0087 | -6007.1552 | 0 | 9661283.1452 | 9661.2831 | 293507.3361 | 9572.3481
4 | 26 | 6 | 18.9 | 41.1111 | 0.24 | 3232.5173 | 0.2958 | 0 | 3232.5173 | 0 | 0.9388 | 0 | 0 | 0 | 0 | 4694.0013 | -1461.484 | -2087.8342 | 0 | 9659195.311 | 9659.1953 | 293443.9082 | 9570.2794
4 | 26 | 7 | 19.4 | 41.9333 | 0.24 | 3297.1677 | 0.26035 | 0 | 3297.1677 | 0 | 0.89203 | 0 | 0 | 0 | 0 | 4460.1568 | -1162.9891 | -1661.413 | 0 | 9657533.8981 | 9657.5339 | 293393.4349 | 9568.6333
4 | 26 | 8 | 20 | 130.7333 | 0.24 | 10279.4051 | 0.21525 | 0 | 10279.4051 | 0 | 0.97918 | 0 | 0 | 0 | 0 | 4895.9061 | 5383.499 | 0 | 3768.4493 | 9661302.3474 | 9661.3023 | 293507.9194 | 9572.3671
4 | 26 | 9 | 20.6 | 169.023 | 0.24 | 13290.0795 | 0.22704 | 0 | 13290.0795 | 0 | 1.0782 | 0 | 0 | 0 | 0 | 5390.9721 | 7899.1074 | 0 | 5529.3752 | 9666831.7226 | 9666.8317 | 293675.9004 | 9577.8456
4 | 26 | 10 | 21.1 | 209.7323 | 0.24 | 16491.0007 | 0.23501 | 0 | 16491.0007 | 0 | 1.1165 | 0 | 0 | 0 | 0 | 5582.6105 | 10908.3902 | 0 | 7635.8731 | 9674467.5957 | 9674.4676 | 293907.8763 | 9585.4111
4 | 26 | 11 | 22.2 | 159.637 | 0.24 | 12552.0684 | 0.23725 | 0 | 12552.0684 | 0 | 1.2231 | 0 | 0 | 0 | 0 | 6115.3198 | 6436.7486 | 0 | 4505.724 | 9678973.3197 | 9678.9733 | 294044.7591 | 9589.8754
4 | 26 | 12 | 22.8 | 135.1529 | 0.24 | 10626.907 | 0.24035 | 0 | 10626.907 | 0 | 1.4056 | 0 | 0 | 0 | 0 | 7027.8838 | 3599.0232 | 0 | 2519.3162 | 9681492.6359 | 9681.4926 | 294121.2953 | 9592.3715
4 | 26 | 13 | 23.3 | 147.2945 | 0.24 | 11581.5927 | 0.23835 | 0 | 11581.5927 | 0 | 2.2588 | 0 | 0 | 0 | 0 | 11294.1207 | 287.472 | 0 | 201.2304 | 9681693.8663 | 9681.6939 | 294127.4086 | 9592.5709
4 | 26 | 14 | 25 | 222.9858 | 0.24 | 17533.1052 | 0.2369 | 0 | 17533.1052 | 0.8 | 3.3948 | 0 | 0 | 0 | 0 | 20973.7714 | -3440.6662 | -4915.2374 | 0 | 9676778.629 | 9676.7786 | 293978.0849 | 9587.7009
4 | 26 | 15 | 25.6 | 129.3346 | 0.2388 | 10118.5763 | 0.24509 | 0 | 10118.5763 | 1.28 | 4.0896 | 0 | 0 | 0 | 0 | 26847.9508 | -16729.3745 | -23899.1065 | 0 | 9652879.5225 | 9652.8795 | 293252.0361 | 9564.0218
4 | 26 | 16 | 25.6 | 234.8323 | 0.2388 | 18372.2614 | 0.26033 | 0 | 18372.2614 | 1.28 | 4.5598 | 0 | 0 | 0 | 0 | 29198.9439 | -10826.6825 | -15466.6893 | 0 | 9637412.8332 | 9637.4128 | 292782.162 | 9548.6975
4 | 26 | 17 | 23.3 | 38.6444 | 0.24 | 3038.5663 | 0.30674 | 0 | 3038.5663 | 0 | 5.187 | 0 | 0 | 0 | 0 | 25935.07 | -22896.5038 | -32709.2911 | 0 | 9604703.5421 | 9604.7035 | 291788.462 | 9516.2893
4 | 26 | 18 | 23.3 | 9.8667 | 0.24 | 775.8042 | 0.35649 | 0 | 775.8042 | 0 | 3.3176 | 0 | 0 | 0 | 0 | 16588.1329 | -15812.3287 | -22589.041 | 0 | 9582114.5012 | 9582.1145 | 291102.2127 | 9493.9082
4 | 26 | 19 | 22.8 | 0 | 0.24 | 0 | 0.40239 | 0 | 0 | 0 | 1.9449 | 0 | 0 | 0 | 0 | 9724.5106 | -9724.5106 | -13892.1579 | 0 | 9568222.3432 | 9568.2223 | 290680.1725 | 9480.1439
4 | 26 | 20 | 22.2 | 0 | 0.24 | 0 | 0.4722 | 0 | 0 | 0 | 1.7679 | 0 | 0 | 0 | 0 | 8839.3234 | -8839.3234 | -12627.6049 | 0 | 9555594.7383 | 9555.5947 | 290296.549 | 9467.6325
4 | 26 | 21 | 22.2 | 0 | 0.24 | 0 | 0.50265 | 0 | 0 | 0 | 1.9946 | 0 | 0 | 0 | 0 | 9973.1843 | -9973.1843 | -14247.4061 | 0 | 9541347.3322 | 9541.3473 | 289863.7164 | 9453.5163
4 | 26 | 22 | 22.2 | 0 | 0.24 | 0 | 0.54215 | 0 | 0 | 0 | 1.7462 | 0 | 0 | 0 | 0 | 8730.9565 | -8730.9565 | -12472.7949 | 0 | 9528874.5373 | 9528.8745 | 289484.7961 | 9441.1583
4 | 26 | 23 | 22.2 | 0 | 0.24 | 0 | 0.56619 | 0 | 0 | 0 | 1.5388 | 0 | 0 | 0 | 0 | 7694.0556 | -7694.0556 | -10991.508 | 0 | 9517883.0293 | 9517.883 | 289150.8768 | 9430.268
4 | 27 | 0 | 22.2 | 0 | 0.24 | 0 | 0.51234 | 0 | 0 | 0 | 1.313 | 0 | 0 | 0 | 0 | 6564.7576 | -6564.7576 | -9378.2251 | 0 | 9508504.8042 | 9508.5048 | 288865.9687 | 9420.9761
4 | 27 | 1 | 22.8 | 0 | 0.24 | 0 | 0.48508 | 0 | 0 | 0 | 1.1275 | 0 | 0 | 0 | 0 | 5637.3644 | -5637.3644 | -8053.3777 | 0 | 9500451.4265 | 9500.4514 | 288621.3092 | 9412.9968
4 | 27 | 2 | 22.2 | 0 | 0.24 | 0 | 0.39793 | 0 | 0 | 0 | 0.98945 | 0 | 0 | 0 | 0 | 4947.2378 | -4947.2378 | -7067.4826 | 0 | 9493383.944 | 9493.3839 | 288406.6008 | 9405.9944
4 | 27 | 3 | 22.2 | 0 | 0.24 | 0 | 0.36281 | 0 | 0 | 0 | 0.88587 | 0 | 0 | 0 | 0 | 4429.3577 | -4429.3577 | -6327.6539 | 0 | 9487056.2901 | 9487.0563 | 288214.3683 | 9399.725
4 | 27 | 4 | 21.7 | 0 | 0.24 | 0 | 0.36822 | 0 | 0 | 0 | 0.84481 | 0 | 0 | 0 | 0 | 4224.0308 | -4224.0308 | -6034.3297 | 0 | 9481021.9604 | 9481.022 | 288031.0469 | 9393.7462
4 | 27 | 5 | 21.7 | 0.30202 | 0.24 | 23.7476 | 0.39223 | 0 | 23.7476 | 0 | 0.86853 | 0 | 0 | 0 | 0 | 4342.6641 | -4318.9165 | -6169.8808 | 0 | 9474852.0796 | 9474.8521 | 287843.6075 | 9387.6331
4 | 27 | 6 | 21.7 | 50.2026 | 0.24 | 3947.3666 | 0.37337 | 0 | 3947.3666 | 0 | 0.88678 | 0 | 0 | 0 | 0 | 4433.9205 | -486.554 | -695.0771 | 0 | 9474157.0025 | 9474.157 | 287822.4912 | 9386.9445
4 | 27 | 7 | 23.9 | 166.5939 | 0.24 | 13099.0748 | 0.36044 | 0 | 13099.0748 | 0 | 0.89249 | 0 | 0 | 0 | 0 | 4462.4382 | 8636.6366 | 0 | 6045.6456 | 9480202.6481 | 9480.2026 | 288006.1564 | 9392.9345
4 | 27 | 8 | 24.4 | 304.0296 | 0.24 | 23905.4857 | 0.32233 | 0 | 23905.4857 | 0.32 | 0.63593 | 0 | 0 | 0 | 0 | 4779.6333 | 19125.8523 | 0 | 13388.0966 | 9493590.7448 | 9493.5907 | 288412.8834 | 9406.1993
4 | 27 | 9 | 26.1 | 419.8946 | 0.2378 | 32713.1599 | 0.32243 | 0 | 32713.1599 | 1.68 | 0 | 0 | 0 | 0 | 0 | 8400 | 24313.1599 | 0 | 17019.2119 | 9510609.9567 | 9510.61 | 288929.9227 | 9423.0619
4 | 27 | 10 | 22.2 | 513.5192 | 0.24 | 40377.3978 | 0.29284 | 0 | 40377.3978 | 0 | 1.1081 | 0 | 0 | 0 | 0 | 5540.4044 | 34836.9933 | 0 | 24385.8953 | 9534995.852 | 9534.9959 | 289670.7601 | 9447.2233
4 | 27 | 11 | 25 | 549.0573 | 0.24 | 43171.7201 | 0.26955 | 0 | 43171.7201 | 0.8 | 0.47364 | 0 | 0 | 0 | 0 | 6368.1839 | 36803.5362 | 0 | 25762.4754 | 9560758.3274 | 9560.7583 | 290453.4175 | 9472.7486
4 | 27 | 12 | 26.7 | 546.9845 | 0.2366 | 42399.4468 | 0.23545 | 0 | 42399.4468 | 2.16 | 0 | 0 | 0 | 0 | 0 | 10800 | 31599.4468 | 0 | 22119.6128 | 9582877.9402 | 9582.8779 | 291125.4058 | 9494.6646
4 | 27 | 13 | 27.2 | 518.5873 | 0.2356 | 40028.3409 | 0.20988 | 0 | 40028.3409 | 2.56 | 0 | 0 | 0 | 0 | 0 | 12800 | 27228.3409 | 0 | 19059.8386 | 9601937.7788 | 9601.9378 | 291704.4388 | 9513.549
4 | 27 | 14 | 27.2 | 461.5292 | 0.2356 | 35624.1799 | 0.17452 | 0 | 35624.1799 | 2.56 | 1.8471 | 0 | 0 | 0 | 0 | 22035.6329 | 13588.547 | 0 | 9511.9829 | 9611449.7616 | 9611.4498 | 291993.4105 | 9522.9734
4 | 27 | 15 | 26.7 | 367.3158 | 0.2366 | 28472.4444 | 0.18634 | 0 | 28472.4444 | 2.16 | 3.3961 | 0 | 0 | 0 | 0 | 27780.4097 | 692.0347 | 0 | 484.4243 | 9611934.1859 | 9611.9342 | 292008.1272 | 9523.4534
4 | 27 | 16 | 25.6 | 263.0053 | 0.2388 | 20576.3905 | 0.17903 | 0 | 20576.3905 | 1.28 | 4.6059 | 0 | 0 | 0 | 0 | 29429.3663 | -8852.9758 | -12647.1083 | 0 | 9599287.0776 | 9599.2871 | 291623.9112 | 9510.9227
4 | 27 | 17 | 25 | 147.4479 | 0.24 | 11593.6525 | 0.20428 | 0 | 11593.6525 | 0.8 | 4.6062 | 0 | 0 | 0 | 0 | 27030.9152 | -15437.2627 | -22053.2324 | 0 | 9577233.8452 | 9577.2338 | 290953.9396 | 9489.0725
4 | 27 | 18 | 24.4 | 35.6985 | 0.24 | 2806.9269 | 0.23601 | 0 | 2806.9269 | 0.32 | 3.2675 | 0 | 0 | 0 | 0 | 17937.6661 | -15130.7392 | -21615.3417 | 0 | 9555618.5035 | 9555.6185 | 290297.271 | 9467.6561
4 | 27 | 19 | 24.4 | -0.29328 | 0.24 | -23.0606 | 0.26059 | 0 | -23.0606 | 0.32 | 1.8918 | 0 | 0 | 0 | 0 | 11059.2146 | -11082.2753 | -15831.8218 | 0 | 9539786.6817 | 9539.7867 | 289816.3043 | 9451.97
4 | 27 | 20 | 17.8 | 0 | 0.24 | 0 | 0.31177 | 0 | 0 | 0 | 2.0902 | 0 | 0 | 0 | 0 | 10451.1397 | -10451.1397 | -14930.1995 | 0 | 9524856.4821 | 9524.8565 | 289362.7286 | 9437.1772
4 | 27 | 21 | 18.9 | 0 | 0.24 | 0 | 0.33804 | 0 | 0 | 0 | 2.3457 | 0 | 0 | 0 | 0 | 11728.7293 | -11728.7293 | -16755.3276 | 0 | 9508101.1545 | 9508.1012 | 288853.706 | 9420.5762
4 | 27 | 22 | 20 | 0 | 0.24 | 0 | 0.33309 | 0 | 0 | 0 | 1.8308 | 0 | 0 | 0 | 0 | 9154.158 | -9154.158 | -13077.3686 | 0 | 9495023.7859 | 9495.0238 | 288456.4188 | 9407.6192
4 | 27 | 23 | 20.6 | 0 | 0.24 | 0 | 0.34278 | 0 | 0 | 0 | 1.4455 | 0 | 0 | 0 | 0 | 7227.5072 | -7227.5072 | -10325.0103 | 0 | 9484698.7756 | 9484.6988 | 288142.7476 | 9397.3892
4 | 28 | 0 | 20.6 | 0 | 0.24 | 0 | 0.38516 | 0 | 0 | 0 | 1.1879 | 0 | 0 | 0 | 0 | 5939.6512 | -5939.6512 | -8485.216 | 0 | 9476213.5596 | 9476.2136 | 287884.9689 | 9388.9821
4 | 28 | 1 | 20.6 | 0 | 0.24 | 0 | 0.40374 | 0 | 0 | 0 | 1.0745 | 0 | 0 | 0 | 0 | 5372.7208 | -5372.7208 | -7675.3154 | 0 | 9468538.2442 | 9468.5382 | 287651.7948 | 9381.3774
4 | 28 | 2 | 20.6 | 0 | 0.24 | 0 | 0.39113 | 0 | 0 | 0 | 0.98694 | 0 | 0 | 0 | 0 | 4934.6901 | -4934.6901 | -7049.5572 | 0 | 9461488.687 | 9461.4887 | 287437.631 | 9374.3928
4 | 28 | 3 | 20.6 | 0 | 0.24 | 0 | 0.41752 | 0 | 0 | 0 | 0.90823 | 0 | 0 | 0 | 0 | 4541.1468 | -4541.1468 | -6487.3526 | 0 | 9455001.3344 | 9455.0013 | 287240.5469 | 9367.9651
4 | 28 | 4 | 19.4 | 0 | 0.24 | 0 | 0.39552 | 0 | 0 | 0 | 0.87401 | 0 | 0 | 0 | 0 | 4370.0411 | -4370.0411 | -6242.9158 | 0 | 9448758.4186 | 9448.7584 | 287050.8887 | 9361.7797
4 | 28 | 5 | 18.9 | 0.82222 | 0.24 | 64.6503 | 0.32004 | 0 | 64.6503 | 0 | 0.88542 | 0 | 0 | 0 | 0 | 4427.0763 | -4362.426 | -6232.0371 | 0 | 9442526.3815 | 9442.5264 | 286861.561 | 9355.605
4 | 28 | 6 | 18.3 | 32.0667 | 0.24 | 2521.3635 | 0.31479 | 0 | 2521.3635 | 0 | 0.89728 | 0 | 0 | 0 | 0 | 4486.393 | -1965.0294 | -2807.1849 | 0 | 9439719.1966 | 9439.7192 | 286776.2794 | 9352.8237
4 | 28 | 7 | 18.3 | 118.6631 | 0.24 | 9330.34 | 0.29914 | 0 | 9330.34 | 0 | 0.92443 | 0 | 0 | 0 | 0 | 4622.1369 | 4708.2032 | 0 | 3295.7422 | 9443014.9388 | 9443.0149 | 286876.4032 | 9356.0891
4 | 28 | 8 | 18.9 | 120.8667 | 0.24 | 9503.601 | 0.2561 | 0 | 9503.601 | 0 | 1.0732 | 0 | 0 | 0 | 0 | 5365.8766 | 4137.7244 | 0 | 2896.4071 | 9445911.3459 | 9445.9113 | 286964.3953 | 9358.9588
4 | 28 | 9 | 19.4 | 205.5437 | 0.24 | 16161.6518 | 0.31343 | 0 | 16161.6518 | 0 | 1.145 | 0 | 0 | 0 | 0 | 5725.1987 | 10436.4531 | 0 | 7305.5172 | 9453216.8631 | 9453.2169 | 287186.3351 | 9366.1971
4 | 28 | 10 | 21.7 | 259.3457 | 0.24 | 20392.0423 | 0.33362 | 0 | 20392.0423 | 0 | 1.1685 | 0 | 0 | 0 | 0 | 5842.6913 | 14549.351 | 0 | 10184.5457 | 9463401.4088 | 9463.4014 | 287495.739 | 9376.2879
4 | 28 | 11 | 23.3 | 241.8262 | 0.24 | 19014.5074 | 0.33385 | 0 | 19014.5074 | 0 | 1.2669 | 0 | 0 | 0 | 0 | 6334.3351 | 12680.1722 | 0 | 8876.1206 | 9472277.5293 | 9472.2775 | 287765.3933 | 9385.0823
4 | 28 | 12 | 24.4 | 566.4504 | 0.24 | 44539.3151 | 0.34424 | 0 | 44539.3151 | 0.32 | 1.1591 | 0 | 0 | 0 | 0 | 7395.27 | 37144.0451 | 0 | 26000.8315 | 9498278.3609 | 9498.2784 | 288555.292 | 9410.8438
4 | 28 | 13 | 25 | 746.2851 | 0.24 | 58679.5036 | 0.38562 | 0 | 58679.5036 | 0.8 | 1.4567 | 0 | 0 | 0 | 0 | 11283.482 | 47396.0217 | 0 | 33177.2152 | 9531455.576 | 9531.4556 | 289563.2074 | 9443.7156
4 | 28 | 14 | 25.6 | 818.0456 | 0.2388 | 64000.3303 | 0.42833 | 0 | 64000.3303 | 1.28 | 2.796 | 0 | 0 | 0 | 0 | 20380.1532 | 43620.1772 | 0 | 30534.124 | 9561989.7001 | 9561.9897 | 290490.8263 | 9473.9686
4 | 28 | 15 | 26.1 | 324.5969 | 0.2378 | 25288.7103 | 0.47132 | 0 | 25288.7103 | 1.68 | 3.3772 | 0 | 0 | 0 | 0 | 25286.1394 | 2.571 | 0 | 1.7997 | 9561991.4998 | 9561.9915 | 290490.881 | 9473.9704
4 | 28 | 16 | 23.9 | 212.6119 | 0.24 | 16717.4197 | 0.48896 | 0 | 16717.4197 | 0 | 5.5922 | 0 | 0 | 0 | 0 | 27960.9622 | -11243.5425 | -16062.2035 | 0 | 9545929.2962 | 9545.9293 | 290002.9153 | 9458.0561
4 | 28 | 17 | 23.3 | 173.427 | 0.24 | 13636.3585 | 0.51368 | 0 | 13636.3585 | 0 | 5.3727 | 0 | 0 | 0 | 0 | 26863.604 | -13227.2454 | -18896.0649 | 0 | 9527033.2313 | 9527.0332 | 289428.8577 | 9439.334
4 | 28 | 18 | 22.2 | 35.1869 | 0.24 | 2766.7031 | 0.53354 | 0 | 2766.7031 | 0 | 3.8789 | 0 | 0 | 0 | 0 | 19394.2673 | -16627.5642 | -23753.6631 | 0 | 9503279.5682 | 9503.2796 | 288707.2274 | 9415.7989
4 | 28 | 19 | 21.7 | -1.3303 | 0.24 | -104.6007 | 0.53251 | 0 | -104.6007 | 0 | 2.3576 | 0 | 0 | 0 | 0 | 11788.046 | -11892.6467 | -16989.4953 | 0 | 9486290.0729 | 9486.2901 | 288191.0908 | 9398.9658
4 | 28 | 20 | 21.1 | 0 | 0.24 | 0 | 0.58783 | 0 | 0 | 0 | 1.9721 | 0 | 0 | 0 | 0 | 9860.2545 | -9860.2545 | -14086.0778 | 0 | 9472203.9951 | 9472.204 | 287763.1593 | 9385.0094
4 | 28 | 21 | 20 | 0 | 0.24 | 0 | 0.63733 | 0 | 0 | 0 | 2.1073 | 0 | 0 | 0 | 0 | 10536.6926 | -10536.6926 | -15052.4179 | 0 | 9457151.5772 | 9457.1516 | 287305.8707 | 9370.0956
4 | 28 | 22 | 20 | 0 | 0.24 | 0 | 0.65719 | 0 | 0 | 0 | 1.866 | 0 | 0 | 0 | 0 | 9329.8266 | -9329.8266 | -13328.3237 | 0 | 9443823.2535 | 9443.8233 | 286900.9596 | 9356.8899
4 | 28 | 23 | 20 | 0 | 0.24 | 0 | 0.653 | 0 | 0 | 0 | 1.6433 | 0 | 0 | 0 | 0 | 8216.4985 | -8216.4985 | -11737.855 | 0 | 9432085.3985 | 9432.0854 | 286544.3665 | 9345.2601
4 | 29 | 0 | 20 | 0 | 0.24 | 0 | 0.62226 | 0 | 0 | 0 | 1.2879 | 0 | 0 | 0 | 0 | 6439.28 | -6439.28 | -9198.9714 | 0 | 9422886.427 | 9422.8864 | 286264.9041 | 9336.1459
4 | 29 | 1 | 20.6 | 0 | 0.24 | 0 | 0.59432 | 0 | 0 | 0 | 1.1047 | 0 | 0 | 0 | 0 | 5523.2939 | -5523.2939 | -7890.4198 | 0 | 9414996.0072 | 9414.996 | 286025.1952 | 9328.3281
4 | 29 | 2 | 20 | 0 | 0.24 | 0 | 0.58168 | 0 | 0 | 0 | 0.968 | 0 | 0 | 0 | 0 | 4840.0115 | -4840.0115 | -6914.3022 | 0 | 9408081.705 | 9408.0817 | 285815.1404 | 9321.4774
4 | 29 | 3 | 20 | 0 | 0.24 | 0 | 0.57497 | 0 | 0 | 0 | 0.92192 | 0 | 0 | 0 | 0 | 4609.5891 | -4609.5891 | -6585.1273 | 0 | 9401496.5777 | 9401.4966 | 285615.0859 | 9314.9529
4 | 29 | 4 | 20 | 0 | 0.24 | 0 | 0.55901 | 0 | 0 | 0 | 0.8934 | 0 | 0 | 0 | 0 | 4467.001 | -4467.001 | -6381.43 | 0 | 9395115.1478 | 9395.1151 | 285421.2197 | 9308.6302
4 | 29 | 5 | 20 | 0.45286 | 0.24 | 35.6079 | 0.52061 | 0 | 35.6079 | 0 | 0.90504 | 0 | 0 | 0 | 0 | 4525.1769 | -4489.569 | -6413.67 | 0 | 9388701.4778 | 9388.7015 | 285226.374 | 9302.2756
4 | 29 | 6 | 20 | 51.9178 | 0.24 | 4082.2335 | 0.52315 | 0 | 4082.2335 | 0 | 0.90709 | 0 | 0 | 0 | 0 | 4535.4433 | -453.2098 | -647.4425 | 0 | 9388054.0352 | 9388.054 | 285206.7049 | 9301.6341
4 | 29 | 7 | 20 | 138.1085 | 0.24 | 10859.3059 | 0.50109 | 0 | 10859.3059 | 0 | 0.89773 | 0 | 0 | 0 | 0 | 4488.6744 | 6370.6316 | 0 | 4459.4421 | 9392513.4773 | 9392.5135 | 285342.1816 | 9306.0525
4 | 29 | 8 | 21.1 | 195.6094 | 0.24 | 15380.5294 | 0.48981 | 0 | 15380.5294 | 0 | 0.9185 | 0 | 0 | 0 | 0 | 4592.4785 | 10788.0509 | 0 | 7551.6356 | 9400065.113 | 9400.0651 | 285571.5984 | 9313.5346
4 | 29 | 9 | 21.7 | 104.4222 | 0.24 | 8210.594 | 0.52448 | 0 | 8210.594 | 0 | 1.0342 | 0 | 0 | 0 | 0 | 5170.816 | 3039.778 | 0 | 2127.8446 | 9402192.9576 | 9402.193 | 285636.2417 | 9315.6429
4 | 29 | 10 | 22.2 | 126.6222 | 0.24 | 9956.1534 | 0.53146 | 0 | 9956.1534 | 0 | 1.1475 | 0 | 0 | 0 | 0 | 5737.7464 | 4218.407 | 0 | 2952.8849 | 9405145.8425 | 9405.1458 | 285725.9496 | 9318.5686
4 | 29 | 11 | 22.8 | 199.224 | 0.24 | 15664.744 | 0.50928 | 0 | 15664.744 | 0 | 1.2162 | 0 | 0 | 0 | 0 | 6081.0986 | 9583.6454 | 0 | 6708.5518 | 9411854.3942 | 9411.8544 | 285929.7537 | 9325.2154
4 | 29 | 12 | 22.8 | 228.2075 | 0.24 | 17943.6841 | 0.4865 | 0 | 17943.6841 | 0 | 1.4006 | 0 | 0 | 0 | 0 | 7002.7883 | 10940.8958 | 0 | 7658.6271 | 9419513.0213 | 9419.513 | 286162.4209 | 9332.8035
4 | 29 | 13 | 24.4 | 171.4734 | 0.24 | 13482.751 | 0.4849 | 0 | 13482.751 | 0.32 | 1.9158 | 0 | 0 | 0 | 0 | 11178.9887 | 2303.7624 | 0 | 1612.6336 | 9421125.6549 | 9421.1257 | 286211.4123 | 9334.4013
4 | 29 | 14 | 25 | 153.7659 | 0.24 | 12090.4293 | 0.49955 | 0 | 12090.4293 | 0.8 | 3.3183 | 0 | 0 | 0 | 0 | 20591.6352 | -8501.2059 | -12144.5799 | 0 | 9408981.0751 | 9408.9811 | 285842.463 | 9322.3685
4 | 29 | 15 | 25.6 | 175.5994 | 0.2388 | 13738.1329 | 0.51322 | 0 | 13738.1329 | 1.28 | 4.0321 | 0 | 0 | 0 | 0 | 26560.4931 | -12822.3602 | -18317.6575 | 0 | 9390663.4176 | 9390.6634 | 285285.9772 | 9304.2195
4 | 29 | 16 | 24.4 | 74 | 0.24 | 5818.5312 | 0.5302 | 0 | 5818.5312 | 0.32 | 5.3466 | 0 | 0 | 0 | 0 | 28332.9112 | -22514.38 | -32163.4001 | 0 | 9358500.0175 | 9358.5 | 284308.8613 | 9272.3521
4 | 29 | 17 | 23.9 | 39.4667 | 0.24 | 3103.2166 | 0.5469 | 0 | 3103.2166 | 0 | 5.1975 | 0 | 0 | 0 | 0 | 25987.5425 | -22884.3258 | -32691.8941 | 0 | 9325808.1235 | 9325.8081 | 283315.6898 | 9239.9612
4 | 29 | 18 | 23.3 | 12.3333 | 0.24 | 969.7552 | 0.54175 | 0 | 969.7552 | 0 | 3.6229 | 0 | 0 | 0 | 0 | 18114.3962 | -17144.641 | -24492.3443 | 0 | 9301315.7792 | 9301.3158 | 282571.6186 | 9215.6943
4 | 29 | 19 | 23.9 | 0 | 0.24 | 0 | 0.5303 | 0 | 0 | 0 | 2.2716 | 0 | 0 | 0 | 0 | 11358.0002 | -11358.0002 | -16225.7146 | 0 | 9285090.0646 | 9285.0901 | 282078.6855 | 9199.6179
4 | 29 | 20 | 23.3 | 0 | 0.24 | 0 | 0.51327 | 0 | 0 | 0 | 1.7884 | 0 | 0 | 0 | 0 | 8941.9869 | -8941.9869 | -12774.267 | 0 | 9272315.7976 | 9272.3158 | 281690.6065 | 9186.9613
4 | 29 | 21 | 23.3 | 0 | 0.24 | 0 | 0.49787 | 0 | 0 | 0 | 1.8655 | 0 | 0 | 0 | 0 | 9327.5452 | -9327.5452 | -13325.0646 | 0 | 9258990.733 | 9258.9907 | 281285.7944 | 9173.7589
4 | 29 | 22 | 23.3 | 0 | 0.24 | 0 | 0.46553 | 0 | 0 | 0 | 1.6203 | 0 | 0 | 0 | 0 | 8101.2873 | -8101.2873 | -11573.2675 | 0 | 9247417.4655 | 9247.4175 | 280934.2015 | 9162.2921
4 | 29 | 23 | 22.2 | 0 | 0.24 | 0 | 0.45641 | 0 | 0 | 0 | 1.3581 | 0 | 0 | 0 | 0 | 6790.6172 | -6790.6172 | -9700.8817 | 0 | 9237716.5838 | 9237.7166 | 280639.4912 | 9152.6806
4 | 30 | 0 | 21.7 | 0 | 0.24 | 0 | 0.45328 | 0 | 0 | 0 | 1.1256 | 0 | 0 | 0 | 0 | 5628.2387 | -5628.2387 | -8040.341 | 0 | 9229676.2428 | 9229.6762 | 280395.2276 | 9144.7142
4 | 30 | 1 | 21.7 | 0 | 0.24 | 0 | 0.44583 | 0 | 0 | 0 | 1.0307 | 0 | 0 | 0 | 0 | 5153.7054 | -5153.7054 | -7362.4363 | 0 | 9222313.8065 | 9222.3138 | 280171.5587 | 9137.4196
4 | 30 | 2 | 21.7 | 0 | 0.24 | 0 | 0.4488 | 0 | 0 | 0 | 0.91097 | 0 | 0 | 0 | 0 | 4554.8353 | -4554.8353 | -6506.9075 | 0 | 9215806.8989 | 9215.8069 | 279973.8805 | 9130.9726
4 | 30 | 3 | 21.1 | 0 | 0.24 | 0 | 0.45627 | 0 | 0 | 0 | 0.83477 | 0 | 0 | 0 | 0 | 4173.8398 | -4173.8398 | -5962.6283 | 0 | 9209844.2707 | 9209.8443 | 279792.7373 | 9125.0648
4 | 30 | 4 | 21.1 | 0 | 0.24 | 0 | 0.47895 | 0 | 0 | 0 | 0.82541 | 0 | 0 | 0 | 0 | 4127.0709 | -4127.0709 | -5895.8155 | 0 | 9203948.4551 | 9203.9485 | 279613.624 | 9119.2233
4 | 30 | 5 | 21.1 | -4.6539 | 0.24 | -365.9337 | 0.47718 | 0 | -365.9337 | 0 | 0.80944 | 0 | 0 | 0 | 0 | 4047.2215 | -4413.1552 | -6304.5075 | 0 | 9197643.9477 | 9197.6439 | 279422.0946 | 9112.9768
4 | 30 | 6 | 21.7 | 50.5337 | 0.24 | 3973.4033 | 0.47736 | 0 | 3973.4033 | 0 | 0.84024 | 0 | 0 | 0 | 0 | 4201.2167 | -227.8134 | -325.4477 | 0 | 9197318.5 | 9197.3185 | 279412.2076 | 9112.6543
4 | 30 | 7 | 22.8 | 208.4811 | 0.24 | 16392.6153 | 0.50043 | 0 | 16392.6153 | 0 | 0.93173 | 0 | 0 | 0 | 0 | 4658.6394 | 11733.9759 | 0 | 8213.7831 | 9205532.2831 | 9205.5323 | 279661.7402 | 9120.7925
4 | 30 | 8 | 25 | 388.7024 | 0.24 | 30563.1998 | 0.52903 | 0 | 30563.1998 | 0.8 | 0.2407 | 0 | 0 | 0 | 0 | 5203.524 | 25359.6757 | 0 | 17751.773 | 9223284.0561 | 9223.2841 | 280201.0346 | 9138.3809
4 | 30 | 9 | 26.7 | 333.724 | 0.2366 | 25868.5762 | 0.54468 | 0 | 25868.5762 | 2.16 | 0 | 0 | 0 | 0 | 0 | 10800 | 15068.5762 | 0 | 10548.0034 | 9233832.0595 | 9233.8321 | 280521.4803 | 9148.8318
4 | 30 | 10 | 26.1 | 436.9253 | 0.2378 | 34039.9947 | 0.55324 | 0 | 34039.9947 | 1.68 | 0 | 0 | 0 | 0 | 0 | 8400 | 25639.9947 | 0 | 17947.9963 | 9251780.0558 | 9251.7801 | 281066.7359 | 9166.6146
4 | 30 | 11 | 27.2 | 377.8637 | 0.2356 | 29166.2716 | 0.57409 | 0 | 29166.2716 | 2.56 | 0 | 0 | 0 | 0 | 0 | 12800 | 16366.2716 | 0 | 11456.3901 | 9263236.446 | 9263.2364 | 281414.7781 | 9177.9655
4 | 30 | 12 | 27.8 | 799.8301 | 0.2344 | 61422.2571 | 0.5903 | 0 | 61422.2571 | 3.04 | 0 | 0 | 0 | 0 | 0 | 15200 | 46222.2571 | 0 | 32355.58 | 9295592.0259 | 9295.592 | 282397.7324 | 9210.0232
4 | 30 | 13 | 27.8 | 791.0907 | 0.2344 | 60751.1196 | 0.58393 | 0 | 60751.1196 | 3.04 | 0 | 0 | 0 | 0 | 0 | 15200 | 45551.1196 | 0 | 31885.7837 | 9327477.8096 | 9327.4778 | 283366.4145 | 9241.6155
4 | 30 | 14 | 27.2 | 343.1069 | 0.2356 | 26483.4826 | 0.57044 | 0 | 26483.4826 | 2.56 | 1.7716 | 0 | 0 | 0 | 0 | 21658.0595 | 4825.423 | 0 | 3377.7961 | 9330855.6057 | 9330.8556 | 283469.0311 | 9244.9622
4 | 30 | 15 | 27.2 | 531.0878 | 0.2356 | 40993.218 | 0.56876 | 0 | 40993.218 | 2.56 | 2.9484 | 0 | 0 | 0 | 0 | 27541.8162 | 13451.4018 | 0 | 9415.9812 | 9340271.587 | 9340.2716 | 283755.0862 | 9254.2915
4 | 30 | 16 | 26.7 | 422.6364 | 0.2366 | 32760.6111 | 0.58043 | 0 | 32760.6111 | 2.16 | 3.7262 | 0 | 0 | 0 | 0 | 29431.0099 | 3329.6012 | 0 | 2330.7208 | 9342602.3078 | 9342.6023 | 283825.8929 | 9256.6008
4 | 30 | 17 | 26.1 | 149.8775 | 0.2378 | 11676.6604 | 0.59768 | 0 | 11676.6604 | 1.68 | 3.7119 | 0 | 0 | 0 | 0 | 26959.5537 | -15282.8933 | -21832.7047 | 0 | 9320769.6031 | 9320.7696 | 283162.6209 | 9234.969
4 | 30 | 18 | 24.4 | 14.8 | 0.24 | 1163.7062 | 0.61721 | 0 | 1163.7062 | 0.32 | 3.0951 | 0 | 0 | 0 | 0 | 17075.2931 | -15911.5869 | -22730.8384 | 0 | 9298038.7647 | 9298.0388 | 282472.0637 | 9212.4475
4 | 30 | 19 | 23.3 | 0 | 0.24 | 0 | 0.60688 | 0 | 0 | 0 | 2.0216 | 0 | 0 | 0 | 0 | 10107.7875 | -10107.7875 | -14439.6964 | 0 | 9283599.0684 | 9283.5991 | 282033.3894 | 9198.1407
4 | 30 | 20 | 22.2 | 0 | 0.24 | 0 | 0.58596 | 0 | 0 | 0 | 1.798 | 0 | 0 | 0 | 0 | 8989.8965 | -8989.8965 | -12842.7093 | 0 | 9270756.3591 | 9270.7564 | 281643.2312 | 9185.4162
4 | 30 | 21 | 20.8 | 0 | 0.24 | 0 | 0.59337 | 0 | 0 | 0 | 1.9953 | 0 | 0 | 0 | 0 | 9976.6064 | -9976.6064 | -14252.2948 | 0 | 9256504.0643 | 9256.5041 | 281210.2501 | 9171.2951
4 | 30 | 22 | 19.3 | 0 | 0.24 | 0 | 0.59688 | 0 | 0 | 0 | 1.6636 | 0 | 0 | 0 | 0 | 8318.0212 | -8318.0212 | -11882.8875 | 0 | 9244621.1768 | 9244.6212 | 280849.2509 | 9159.5216
4 | 30 | 23 | 17.9 | 0 | 0.24 | 0 | 0.60084 | 0 | 0 | 0 | 1.4599 | 0 | 0 | 0 | 0 | 7299.3716 | -7299.3716 | -10427.6737 | 0 | 9234193.503 | 9234.1935 | 280532.4609 | 9149.1899
5 | 1 | 0 | 16.5 | 0 | 0.24 | 0 | 0.59363 | 0 | 0 | 0 | 1.3481 | 0 | 0 | 0 | 0 | 6740.4261 | -6740.4261 | -9629.1802 | 0 | 9224564.3228 | 9224.5643 | 280239.9288 | 9139.6494
5 | 1 | 1 | 15.1 | 0 | 0.24 | 0 | 0.57556 | 0 | 0 | 0 | 1.2399 | 0 | 0 | 0 | 0 | 6199.732 | -6199.732 | -8856.7599 | 0 | 9215707.5629 | 9215.7076 | 279970.8627 | 9130.8741
5 | 1 | 2 | 13.6 | 0 | 0.24 | 0 | 0.55122 | 0 | 0 | 0 | 1.0748 | 0 | 0 | 0 | 0 | 5373.8615 | -5373.8615 | -7676.945 | 0 | 9208030.6179 | 9208.0306 | 279737.639 | 9123.2679
5 | 1 | 3 | 12.2 | 0 | 0.24 | 0 | 0.53493 | 0 | 0 | 0 | 0.98283 | 0 | 0 | 0 | 0 | 4914.1574 | -4914.1574 | -7020.2248 | 0 | 9201010.3931 | 9201.0104 | 279524.3664 | 9116.3123
5 | 1 | 4 | 12.2 | 0 | 0.24 | 0 | 0.52875 | 0 | 0 | 0 | 0.91211 | 0 | 0 | 0 | 0 | 4560.5388 | -4560.5388 | -6515.0554 | 0 | 9194495.3377 | 9194.4953 | 279326.4406 | 9109.8572
5 | 1 | 5 | 12.2 | 0.82222 | 0.24 | 64.6503 | 0.503 | 0 | 64.6503 | 0 | 0.8658 | 0 | 0 | 0 | 0 | 4328.9757 | -4264.3253 | -6091.8933 | 0 | 9188403.4443 | 9188.4034 | 279141.3705 | 9103.8214
5 | 1 | 6 | 12.2 | 33.7111 | 0.24 | 2650.6642 | 0.49477 | 0 | 2650.6642 | 0 | 0.89317 | 0 | 0 | 0 | 0 | 4465.8603 | -1815.1961 | -2593.1372 | 0 | 9185810.3071 | 9185.8103 | 279062.5916 | 9101.2521
5 | 1 | 7 | 11.7 | 91.2667 | 0.24 | 7176.1885 | 0.4518 | 0 | 7176.1885 | 0 | 0.9769 | 0 | 0 | 0 | 0 | 4884.499 | 2291.6895 | 0 | 1604.1826 | 9187414.4897 | 9187.4145 | 279111.3263 | 9102.8415
5 | 1 | 8 | 11.7 | 242.8938 | 0.24 | 19098.4454 | 0.46502 | 0 | 19098.4454 | 0 | 1.1288 | 0 | 0 | 0 | 0 | 5644.2086 | 13454.2368 | 0 | 9417.9658 | 9196832.4555 | 9196.8325 | 279397.4417 | 9112.1728
5 | 1 | 9 | 12.2 | 222.8961 | 0.24 | 17526.0535 | 0.46991 | 0 | 17526.0535 | 0 | 1.268 | 0 | 0 | 0 | 0 | 6340.0387 | 11186.0149 | 0 | 7830.2104 | 9204662.6659 | 9204.6627 | 279635.3215 | 9119.9309
5 | 1 | 10 | 13.3 | 138.9847 | 0.24 | 10928.1995 | 0.47546 | 0 | 10928.1995 | 0 | 1.4184 | 0 | 0 | 0 | 0 | 7091.7633 | 3836.4362 | 0 | 2685.5053 | 9207348.1713 | 9207.3482 | 279716.9065 | 9122.5917
5 | 1 | 11 | 14.4 | 145.6542 | 0.24 | 11452.6166 | 0.45999 | 0 | 11452.6166 | 0 | 1.7033 | 0 | 0 | 0 | 0 | 8516.5039 | 2936.1127 | 0 | 2055.2789 | 9209403.4501 | 9209.4035 | 279779.3453 | 9124.6281
5 | 1 | 12 | 15 | 171.6148 | 0.24 | 13493.8679 | 0.45265 | 0 | 13493.8679 | 0 | 2.0941 | 0 | 0 | 0 | 0 | 10470.5317 | 3023.3362 | 0 | 2116.3353 | 9211519.7855 | 9211.5198 | 279843.6391 | 9126.7249
5 | 1 | 13 | 14.4 | 139.1758 | 0.24 | 10943.2276 | 0.4612 | 0 | 10943.2276 | 0 | 2.6779 | 0 | 0 | 0 | 0 | 13389.5959 | -2446.3683 | -3494.8119 | 0 | 9208024.9736 | 9208.025 | 279737.4676 | 9123.2623
5 | 1 | 14 | 14.4 | 132.3778 | 0.24 | 10408.7058 | 0.4726 | 0 | 10408.7058 | 0 | 4.5398 | 0 | 0 | 0 | 0 | 22698.8898 | -12290.184 | -17557.4057 | 0 | 9190467.5679 | 9190.4676 | 279204.078 | 9105.8665
5 | 1 | 15 | 14.4 | 135.3667 | 0.24 | 10643.7232 | 0.47535 | 0 | 10643.7232 | 0 | 5.8737 | 0 | 0 | 0 | 0 | 29368.5923 | -18724.869 | -26749.8129 | 0 | 9163717.755 | 9163.7178 | 278391.4255 | 9079.3629
5 | 1 | 16 | 15 | 193.6785 | 0.24 | 15228.7079 | 0.52238 | 0 | 15228.7079 | 0 | 6.2508 | 0 | 0 | 0 | 0 | 31254.1777 | -16025.4698 | -22893.5283 | 0 | 9140824.2267 | 9140.8242 | 277695.9259 | 9056.6801
5 | 1 | 17 | 15 | 66.6 | 0.24 | 5236.6781 | 0.54989 | 0 | 5236.6781 | 0 | 5.6951 | 0 | 0 | 0 | 0 | 28475.4202 | -23238.7421 | -33198.203 | 0 | 9107626.0237 | 9107.626 | 276687.3729 | 9023.7875
5 | 1 | 18 | 15 | 24.6667 | 0.24 | 1939.5104 | 0.533 | 0 | 1939.5104 | 0 | 4.0817 | 0 | 0 | 0 | 0 | 20408.3541 | -18468.8437 | -26384.0624 | 0 | 9081241.9613 | 9081.242 | 275885.8317 | 8997.6463
5 | 1 | 19 | 14.4 | 0 | 0.24 | 0 | 0.51379 | 0 | 0 | 0 | 2.7094 | 0 | 0 | 0 | 0 | 13547.0132 | -13547.0132 | -19352.876 | 0 | 9061889.0853 | 9061.8891 | 275297.8963 | 8978.4716
5 | 1 | 20 | 13.9 | 0 | 0.24 | 0 | 0.58054 | 0 | 0 | 0 | 2.4876 | 0 | 0 | 0 | 0 | 12438.2479 | -12438.2479 | -17768.9255 | 0 | 9044120.1598 | 9044.1202 | 274758.0808 | 8960.8662
5 | 1 | 21 | 14.4 | 0 | 0.24 | 0 | 0.60809 | 0 | 0 | 0 | 2.753 | 0 | 0 | 0 | 0 | 13764.8879 | -13764.8879 | -19664.1255 | 0 | 9024456.0343 | 9024.456 | 274160.6896 | 8941.3831
5 | 1 | 22 | 14.4 | 0 | 0.24 | 0 | 0.6303 | 0 | 0 | 0 | 2.1475 | 0 | 0 | 0 | 0 | 10737.4566 | -10737.4566 | -15339.2238 | 0 | 9009116.8105 | 9009.1168 | 273694.6879 | 8926.1851
5 | 1 | 23 | 15 | 0 | 0.24 | 0 | 0.63275 | 0 | 0 | 0 | 1.696 | 0 | 0 | 0 | 0 | 8480.0014 | -8480.0014 | -12114.2876 | 0 | 8997002.5228 | 8997.0025 | 273326.6589 | 8914.1823
5 | 2 | 0 | 16.1 | 0 | 0.24 | 0 | 0.65538 | 0 | 0 | 0 | 1.4925 | 0 | 0 | 0 | 0 | 7462.4924 | -7462.4924 | -10660.7035 | 0 | 8986341.8194 | 8986.3418 | 273002.7894 | 8903.6198
5 | 2 | 1 | 15.6 | 0 | 0.24 | 0 | 0.66307 | 0 | 0 | 0 | 1.2712 | 0 | 0 | 0 | 0 | 6356.0085 | -6356.0085 | -9080.0122 | 0 | 8977261.8071 | 8977.2618 | 272726.941 | 8894.6233
5 | 2 | 2 | 15 | 0 | 0.24 | 0 | 0.6454 | 0 | 0 | 0 | 1.1861 | 0 | 0 | 0 | 0 | 5930.5256 | -5930.5256 | -8472.1794 | 0 | 8968789.6278 | 8968.7896 | 272469.5583 | 8886.2292
5 | 2 | 3 | 14.4 | 0 | 0.24 | 0 | 0.63577 | 0 | 0 | 0 | 1.1218 | 0 | 0 | 0 | 0 | 5608.8467 | -5608.8467 | -8012.6382 | 0 | 8960776.9896 | 8960.777 | 272226.1364 | 8878.2903
5 | 2 | 4 | 14.4 | 0 | 0.24 | 0 | 0.60719 | 0 | 0 | 0 | 1.1528 | 0 | 0 | 0 | 0 | 5763.9826 | -5763.9826 | -8234.2609 | 0 | 8952542.7287 | 8952.5427 | 271975.9816 | 8870.1318
5 | 2 | 5 | 15 | 1.1009 | 0.24 | 86.5632 | 0.59944 | 0 | 86.5632 | 0 | 1.0228 | 0 | 0 | 0 | 0 | 5113.7807 | -5027.2175 | -7181.7393 | 0 | 8945360.9894 | 8945.361 | 271757.8022 | 8863.0162
5 | 2 | 6 | 15.6 | 51.7026 | 0.24 | 4065.3145 | 0.59638 | 0 | 4065.3145 | 0 | 0.86465 | 0 | 0 | 0 | 0 | 4323.2721 | -257.9577 | -368.511 | 0 | 8944992.4784 | 8944.9925 | 271746.6069 | 8862.6511
5 | 2 | 7 | 15.6 | 81.4 | 0.24 | 6400.3843 | 0.51823 | 0 | 6400.3843 | 0 | 0.89066 | 0 | 0 | 0 | 0 | 4453.3125 | 1947.0718 | 0 | 1362.9503 | 8946355.4286 | 8946.3554 | 271788.013 | 8864.0015
5 | 2 | 8 | 15.6 | 74.8222 | 0.24 | 5883.1815 | 0.54241 | 0 | 5883.1815 | 0 | 1.0565 | 0 | 0 | 0 | 0 | 5282.6051 | 600.5765 | 0 | 420.4035 | 8946775.8321 | 8946.7758 | 271800.7848 | 8864.418
5 | 2 | 9 | 16.7 | 102.7778 | 0.24 | 8081.2933 | 0.57334 | 0 | 8081.2933 | 0 | 1.6408 | 0 | 0 | 0 | 0 | 8203.9507 | -122.6574 | -175.2249 | 0 | 8946600.6073 | 8946.6006 | 271795.4615 | 8864.2444
5 | 2 | 10 | 17.2 | 265.1792 | 0.24 | 20850.7193 | 0.5316 | 0 | 20850.7193 | 0 | 3.1027 | 0 | 0 | 0 | 0 | 15513.5887 | 5337.1307 | 0 | 3735.9915 | 8950336.5988 | 8950.3366 | 271908.96 | 8867.946
5 | 2 | 11 | 17.2 | 177.8396 | 0.24 | 13983.312 | 0.5207 | 0 | 13983.312 | 0 | 3.9377 | 0 | 0 | 0 | 0 | 19688.5692 | -5705.2572 | -8150.3674 | 0 | 8942186.2314 | 8942.1862 | 271661.3539 | 8859.8706
5 | 2 | 12 | 19.4 | 156.6628 | 0.24 | 12318.2053 | 0.48927 | 0 | 12318.2053 | 0 | 3.3856 | 0 | 0 | 0 | 0 | 16928.063 | -4609.8576 | -6585.5109 | 0 | 8935600.7205 | 8935.6007 | 271461.2877 | 8853.3458
5 | 2 | 13 | 20.6 | 122.5111 | 0.24 | 9632.9017 | 0.47852 | 0 | 9632.9017 | 0 | 2.9508 | 0 | 0 | 0 | 0 | 14753.8791 | -5120.9775 | -7315.6821 | 0 | 8928285.0384 | 8928.285 | 271239.0391 | 8846.0974
5 | 2 | 14 | 22.8 | 109.3556 | 0.24 | 8598.4961 | 0.47655 | 0 | 8598.4961 | 0 | 4.5478 | 0 | 0 | 0 | 0 | 22738.8145 | -14140.3184 | -20200.4548 | 0 | 8908084.5835 | 8908.0846 | 270625.3544 | 8826.0829
5 | 2 | 15 | 23.3 | 90.4444 | 0.24 | 7111.5381 | 0.5053 | 0 | 7111.5381 | 0 | 5.9111 | 0 | 0 | 0 | 0 | 29555.6679 | -22444.1297 | -32063.0425 | 0 | 8876021.541 | 8876.0215 | 269651.2873 | 8794.315
5 | 2 | 16 | 23.9 | 67.4222 | 0.24 | 5301.3284 | 0.4881 | 0 | 5301.3284 | 0 | 6.2244 | 0 | 0 | 0 | 0 | 31121.8559 | -25820.5275 | -36886.4678 | 0 | 8839135.0732 | 8839.1351 | 268530.6858 | 8757.7681
5 | 2 | 17 | 24.4 | 37.8222 | 0.24 | 2973.9159 | 0.46239 | 0 | 2973.9159 | 0.32 | 5.4413 | 0 | 0 | 0 | 0 | 28806.3038 | -25832.3879 | -36903.4113 | 0 | 8802231.6619 | 8802.2317 | 267409.5695 | 8721.2044
5 | 2 | 18 | 23.9 | 13.9778 | 0.24 | 1099.0559 | 0.43105 | 0 | 1099.0559 | 0 | 4.1143 | 0 | 0 | 0 | 0 | 20571.4749 | -19472.419 | -27817.7414 | 0 | 8774413.9205 | 8774.4139 | 266564.4735 | 8693.6427
5 | 2 | 19 | 23.3 | 0 | 0.24 | 0 | 0.38593 | 0 | 0 | 0 | 2.8294 | 0 | 0 | 0 | 0 | 14147.024 | -14147.024 | -20210.0344 | 0 | 8754203.8861 | 8754.2039 | 265950.4978 | 8673.6187
5 | 2 | 20 | 22.2 | 0 | 0.24 | 0 | 0.41825 | 0 | 0 | 0 | 2.7703 | 0 | 0 | 0 | 0 | 13851.5814 | -13851.5814 | -19787.9735 | 0 | 8734415.9126 | 8734.4159 | 265349.3442 | 8654.0129
5 | 2 | 21 | 20 | 0 | 0.24 | 0 | 0.43847 | 0 | 0 | 0 | 3.139 | 0 | 0 | 0 | 0 | 15694.9608 | -15694.9608 | -22421.3726 | 0 | 8711994.5401 | 8711.9945 | 264668.1886 | 8631.7979
5 | 2 | 22 | 17.8 | 0 | 0.24 | 0 | 0.38835 | 0 | 0 | 0 | 2.6238 | 0 | 0 | 0 | 0 | 13119.2488 | -13119.2488 | -18741.784 | 0 | 8693252.7561 | 8693.2528 | 264098.8179 | 8613.2287
5 | 2 | 23 | 17.8 | 0 | 0.24 | 0 | 0.40755 | 0 | 0 | 0 | 2.1276 | 0 | 0 | 0 | 0 | 10638.2153 | -10638.2153 | -15197.4504 | 0 | 8678055.3056 | 8678.0553 | 263637.1232 | 8598.1711
5 | 3 | 0 | 17.2 | 0 | 0.24 | 0 | 0.45238 | 0 | 0 | 0 | 1.7583 | 0 | 0 | 0 | 0 | 8791.4138 | -8791.4138 | -12559.1626 | 0 | 8665496.143 | 8665.4961 | 263255.579 | 8585.7276
5 | 3 | 1 | 16.1 | 0 | 0.24 | 0 | 0.4345 | 0 | 0 | 0 | 1.6148 | 0 | 0 | 0 | 0 | 8073.9104 | -8073.9104 | -11534.1576 | 0 | 8653961.9854 | 8653.962 | 262905.1742 | 8574.2996
5 | 3 | 2 | 15.6 | 0 | 0.24 | 0 | 0.45267 | 0 | 0 | 0 | 1.4384 | 0 | 0 | 0 | 0 | 7192.1453 | -7192.1453 | -10274.4934 | 0 | 8643687.492 | 8643.6875 | 262593.0377 | 8564.1197
5 | 3 | 3 | 15.6 | 0 | 0.24 | 0 | 0.40831 | 0 | 0 | 0 | 1.3257 | 0 | 0 | 0 | 0 | 6628.6371 | -6628.6371 | -9469.4815 | 0 | 8634218.0105 | 8634.218 | 262305.3573 | 8554.7374
5 | 3 | 4 | 15.6 | 0 | 0.24 | 0 | 0.36836 | 0 | 0 | 0 | 1.2997 | 0 | 0 | 0 | 0 | 6498.5967 | -6498.5967 | -9283.7095 | 0 | 8624934.301 | 8624.9343 | 262023.3205 | 8545.5391
5 | 3 | 5 | 15.6 | -1.126 | 0.24 | -88.5382 | 0.35638 | 0 | -88.5382 | 0 | 1.3695 | 0 | 0 | 0 | 0 | 6847.6524 | -6936.1906 | -9908.8437 | 0 | 8615025.4573 | 8615.0255 | 261722.2924 | 8535.7215
5 | 3 | 6 | 15.6 | 60.352 | 0.24 | 4745.4077 | 0.36095 | 0 | 4745.4077 | 0 | 1.3301 | 0 | 0 | 0 | 0 | 6650.3104 | -1904.9027 | -2721.2896 | 0 | 8612304.1677 | 8612.3042 | 261639.6203 | 8533.0253
5 | 3 | 7 | 15.6 | 112.6438 | 0.24 | 8857.0506 | 0.30508 | 0 | 8857.0506 | 0 | 1.4079 | 0 | 0 | 0 | 0 | 7039.2909 | 1817.7597 | 0 | 1272.4318 | 8613576.5995 | 8613.5766 | 261678.2764 | 8534.286
5 | 3 | 8 | 15 | 91.2667 | 0.24 | 7176.1885 | 0.24435 | 0 | 7176.1885 | 0 | 1.4562 | 0 | 0 | 0 | 0 | 7281.1203 | -104.9319 | -149.9027 | 0 | 8613426.6968 | 8613.4267 | 261673.7224 | 8534.1374
5 | 3 | 9 | 16.7 | 100.3111 | 0.24 | 7887.3423 | 0.27133 | 0 | 7887.3423 | 0 | 1.5174 | 0 | 0 | 0 | 0 | 7586.8293 | 300.513 | 0 | 210.3591 | 8613637.0559 | 8613.6371 | 261680.1131 | 8534.3459
5 | 3 | 10 | 18.3 | 117.5778 | 0.24 | 9244.9996 | 0.29677 | 0 | 9244.9996 | 0 | 1.6967 | 0 | 0 | 0 | 0 | 8483.4235 | 761.5761 | 0 | 533.1033 | 8614170.1592 | 8614.1702 | 261696.3086 | 8534.8741
5 | 3 | 11 | 20 | 157.4001 | 0.24 | 12376.1791 | 0.31753 | 0 | 12376.1791 | 0 | 1.9232 | 0 | 0 | 0 | 0 | 9616.1436 | 2760.0355 | 0 | 1932.0249 | 8616102.184 | 8616.1022 | 261755.0031 | 8536.7883
5 | 3 | 12 | 21.7 | 397.6073 | 0.24 | 31263.3831 | 0.30354 | 0 | 31263.3831 | 0 | 2.1466 | 0 | 0 | 0 | 0 | 10732.8938 | 20530.4893 | 0 | 14371.3425 | 8630473.5266 | 8630.4735 | 262191.6008 | 8551.0274
5 | 3 | 13 | 22.8 | 266.4753 | 0.24 | 20952.6361 | 0.30867 | 0 | 20952.6361 | 0 | 2.9674 | 0 | 0 | 0 | 0 | 14837.1506 | 6115.4855 | 0 | 4280.8399 | 8634754.3664 | 8634.7544 | 262321.6516 | 8555.2688
5 | 3 | 14 | 23.9 | 267.3154 | 0.24 | 21018.6875 | 0.30293 | 0 | 21018.6875 | 0 | 4.8348 | 0 | 0 | 0 | 0 | 24173.8214 | -3155.1339 | -4507.3341 | 0 | 8630247.0323 | 8630.247 | 262184.72 | 8550.8029
5 | 3 | 15 | 24.4 | 405.3686 | 0.24 | 31873.6496 | 0.30567 | 0 | 31873.6496 | 0.32 | 5.6861 | 0 | 0 | 0 | 0 | 30030.2804 | 1843.3693 | 0 | 1290.3585 | 8631537.3908 | 8631.5374 | 262223.9207 | 8552.0814
5 | 3 | 16 | 23.9 | 119.2222 | 0.24 | 9374.3003 | 0.32073 | 0 | 9374.3003 | 0 | 5.8806 | 0 | 0 | 0 | 0 | 29402.8134 | -20028.5131 | -28612.1616 | 0 | 8602925.2292 | 8602.9252 | 261354.6905 | 8523.7326
5 | 3 | 17 | 23.9 | 62.4889 | 0.24 | 4913.4263 | 0.29549 | 0 | 4913.4263 | 0 | 5.693 | 0 | 0 | 0 | 0 | 28465.1538 | -23551.7275 | -33645.325 | 0 | 8569279.9042 | 8569.2799 | 260332.5541 | 8490.397
5 | 3 | 18 | 21.7 | 20.5556 | 0.24 | 1616.2587 | 0.30707 | 0 | 1616.2587 | 0 | 4.6607 | 0 | 0 | 0 | 0 | 23303.4635 | -21687.2048 | -30981.7212 | 0 | 8538298.183 | 8538.2982 | 259391.3372 | 8459.7005
5 | 3 | 19 | 20.6 | 0 | 0.24 | 0 | 0.30239 | 0 | 0 | 0 | 3.1429 | 0 | 0 | 0 | 0 | 15714.3528 | -15714.3528 | -22449.0754 | 0 | 8515849.1076 | 8515.8491 | 258709.34 | 8437.4581
5 | 3 | 20 | 18.9 | 0 | 0.24 | 0 | 0.30131 | 0 | 0 | 0 | 2.6181 | 0 | 0 | 0 | 0 | 13090.7312 | -13090.7312 | -18701.0445 | 0 | 8497148.063 | 8497.1481 | 258141.207 | 8418.9292
5 | 3 | 21 | 17.2 | 0 | 0.24 | 0 | 0.32777 | 0 | 0 | 0 | 2.8109 | 0 | 0 | 0 | 0 | 14054.6269 | -14054.6269 | -20078.0385 | 0 | 8477070.0246 | 8477.07 | 257531.2413 | 8399.036
5 | 3 | 22 | 16.7 | 0 | 0.24 | 0 | 0.30538 | 0 | 0 | 0 | 2.2554 | 0 | 0 | 0 | 0 | 11277.0101 | -11277.0101 | -16110.0145 | 0 | 8460960.0101 | 8460.96 | 257041.8231 | 8383.0743
5 | 3 | 23 | 15 | 0 | 0.24 | 0 | 0.2928 | 0 | 0 | 0 | 1.7786 | 0 | 0 | 0 | 0 | 8892.9366 | -8892.9366 | -12704.1951 | 0 | 8448255.815 | 8448.2558 | 256655.8729 | 8370.487
5 | 4 | 0 | 13.9 | 0 | 0.24 | 0 | 0.32487 | 0 | 0 | 0 | 1.4879 | 0 | 0 | 0 | 0 | 7439.6783 | -7439.6783 | -10628.1119 | 0 | 8437627.703 | 8437.6277 | 256332.9935 | 8359.9567
5 | 4 | 1 | 12.8 | 0 | 0.24 | 0 | 0.30362 | 0 | 0 | 0 | 1.2977 | 0 | 0 | 0 | 0 | 6488.3303 | -6488.3303 | -9269.0433 | 0 | 8428358.6597 | 8428.3587 | 256051.4023 | 8350.773
5 | 4 | 2 | 12.2 | 0 | 0.24 | 0 | 0.3021 | 0 | 0 | 0 | 1.1628 | 0 | 0 | 0 | 0 | 5814.1736 | -5814.1736 | -8305.9624 | 0 | 8420052.6974 | 8420.0527 | 255799.0693 | 8342.5435
5 | 4 | 3 | 11.7 | 0 | 0.24 | 0 | 0.29589 | 0 | 0 | 0 | 1.025 | 0 | 0 | 0 | 0 | 5125.1878 | -5125.1878 | -7321.6969 | 0 | 8412731.0005 | 8412.731 | 255576.638 | 8335.2892
5 | 4 | 4 | 11.1 | 0 | 0.24 | 0 | 0.29926 | 0 | 0 | 0 | 1.0839 | 0 | 0 | 0 | 0 | 5419.4897 | -5419.4897 | -7742.1281 | 0 | 8404988.8724 | 8404.9889 | 255341.4341 | 8327.6184
5 | 4 | 5 | 10.6 | -1.6919 | 0.24 | -133.0282 | 0.28913 | 0 | -133.0282 | 0 | 1.1165 | 0 | 0 | 0 | 0 | 5582.6105 | -5715.6387 | -8165.1981 | 0 | 8396823.6742 | 8396.8237 | 255093.3774 | 8319.5283
5 | 4 | 6 | 11.7 | 42.3965 | 0.24 | 3333.5877 | 0.29328 | 0 | 3333.5877 | 0 | 1.0264 | 0 | 0 | 0 | 0 | 5132.032 | -1798.4444 | -2569.2062 | 0 | 8394254.468 | 8394.2545 | 255015.3256 | 8316.9828
5 | 4 | 7 | 12.8 | 176.6731 | 0.24 | 13891.5911 | 0.29181 | 0 | 13891.5911 | 0 | 1.0029 | 0 | 0 | 0 | 0 | 5014.5394 | 8877.0517 | 0 | 6213.9362 | 8400468.4042 | 8400.4684 | 255204.1034 | 8323.1395
5 | 4 | 8 | 13.3 | 135.6667 | 0.24 | 10667.3072 | 0.28792 | 0 | 10667.3072 | 0 | 1.1222 | 0 | 0 | 0 | 0 | 5611.1281 | 5056.1791 | 0 | 3539.3253 | 8404007.7295 | 8404.0077 | 255311.6272 | 8326.6462
5 | 4 | 9 | 13.9 | 404.0761 | 0.24 | 31772.0166 | 0.28124 | 0 | 31772.0166 | 0 | 1.5539 | 0 | 0 | 0 | 0 | 7769.3421 | 24002.6745 | 0 | 16801.8722 | 8420809.6017 | 8420.8096 | 255822.0638 | 8343.2935
5 | 4 | 10 | 14.4 | 333.8591 | 0.24 | 26250.9407 | 0.25897 | 0 | 26250.9407 | 0 | 3.2417 | 0 | 0 | 0 | 0 | 16208.2781 | 10042.6626 | 0 | 7029.8638 | 8427839.4655 | 8427.8395 | 256035.6293 | 8350.2586
5 | 4 | 11 | 15 | 543.2903 | 0.24 | 42718.2626 | 0.22114 | 0 | 42718.2626 | 0 | 5.0814 | 0 | 0 | 0 | 0 | 25406.9236 | 17311.339 | 0 | 12117.9373 | 8439957.4028 | 8439.9574 | 256403.7692 | 8362.265
5 | 4 | 12 | 15.6 | 648.704 | 0.24 | 51006.8168 | 0.15343 | 0 | 51006.8168 | 0 | 5.2039 | 0 | 0 | 0 | 0 | 26019.4822 | 24987.3345 | 0 | 17491.1342 | 8457448.537 | 8457.4485 | 256935.1454 | 8379.5951
5 | 4 | 13 | 15.6 | 657.9612 | 0.24 | 51734.6967 | 0.10605 | 0 | 51734.6967 | 0 | 4.9609 | 0 | 0 | 0 | 0 | 24804.6313 | 26930.0654 | 0 | 18851.0458 | 8476299.5827 | 8476.2996 | 257507.8354 | 8398.2726
5 | 4 | 14 | 17.2 | 674.4857 | 0.24 | 53034.0008 | 0.087719 | 0 | 53034.0008 | 0 | 5.2504 | 0 | 0 | 0 | 0 | 26252.1861 | 26781.8147 | 0 | 18747.2703 | 8495046.8531 | 8495.0469 | 258077.3728 | 8416.8473
5 | 4 | 15 | 16.7 | 433.3559 | 0.24 | 34074.2507 | 0.11054 | 0 | 34074.2507 | 0 | 6.0939 | 0 | 0 | 0 | 0 | 30469.3726 | 3604.8781 | 0 | 2523.4147 | 8497570.2677 | 8497.5703 | 258154.0334 | 8419.3475
5 | 4 | 16 | 16.1 | 74.8222 | 0.24 | 5883.1815 | 0.13486 | 0 | 5883.1815 | 0 | 6.5664 | 0 | 0 | 0 | 0 | 32831.7728 | -26948.5912 | -38497.9875 | 0 | 8459072.2802 | 8459.0723 | 256984.4743 | 8381.2039
5 | 4 | 17 | 15.6 | 38.6444 | 0.24 | 3038.5663 | 0.15169 | 0 | 3038.5663 | 0 | 6.0795 | 0 | 0 | 0 | 0 | 30397.5082 | -27358.9419 | -39084.2027 | 0 | 8419988.0775 | 8419.9881 | 255797.1062 | 8342.4795
5 | 4 | 18 | 15 | 19.7333 | 0.24 | 1551.6083 | 0.1609 | 0 | 1551.6083 | 0 | 4.3657 | 0 | 0 | 0 | 0 | 21828.5319 | -20276.9235 | -28967.0336 | 0 | 8391021.0439 | 8391.021 | 254917.095 | 8313.7791
5 | 4 | 19 | 14.4 | 0 | 0.24 | 0 | 0.15415 | 0 | 0 | 0 | 2.7313 | 0 | 0 | 0 | 0 | 13656.5209 | -13656.5209 | -19509.3155 | 0 | 8371511.7283 | 8371.5117 | 254324.4069 | 8294.4494
5 | 4 | 20 | 13.9 | 0 | 0.24 | 0 | 0.16907 | 0 | 0 | 0 | 2.3921 | 0 | 0 | 0 | 0 | 11960.2925 | -11960.2925 | -17086.1321 | 0 | 8354425.5963 | 8354.4256 | 253805.3346 | 8277.5205
5 | 4 | 21 | 12.2 | 0 | 0.24 | 0 | 0.18791 | 0 | 0 | 0 | 2.6702 | 0 | 0 | 0 | 0 | 13350.8119 | -13350.8119 | -19072.5885 | 0 | 8335353.0078 | 8335.353 | 253225.9142 | 8258.6235
5 | 4 | 22 | 12.2 | 0 | 0.24 | 0 | 0.17029 | 0 | 0 | 0 | 2.1381 | 0 | 0 | 0 | 0 | 10690.6877 | -10690.6877 | -15272.4111 | 0 | 8320080.5967 | 8320.0806 | 252761.9422 | 8243.4917
5 | 4 | 23 | 11.1 | 0 | 0.24 | 0 | 0.19198 | 0 | 0 | 0 | 1.7311 | 0 | 0 | 0 | 0 | 8655.6699 | -8655.6699 | -12365.2428 | 0 | 8307715.354 | 8307.7154 | 252386.2892 | 8231.2403
5 | 5 | 0 | 11.1 | 0 | 0.24 | 0 | 0.20656 | 0 | 0 | 0 | 1.4152 | 0 | 0 | 0 | 0 | 7075.7934 | -7075.7934 | -10108.2763 | 0 | 8297607.0776 | 8297.6071 | 252079.2024 | 8221.225
5 | 5 | 1 | 11.1 | 0 | 0.24 | 0 | 0.18603 | 0 | 0 | 0 | 1.2183 | 0 | 0 | 0 | 0 | 6091.365 | -6091.365 | -8701.95 | 0 | 8288905.1277 | 8288.9051 | 251814.8393 | 8212.6032
5 | 5 | 2 | 11.1 | 0 | 0.24 | 0 | 0.15894 | 0 | 0 | 0 | 1.1437 | 0 | 0 | 0 | 0 | 5718.3544 | -5718.3544 | -8169.0777 | 0 | 8280736.0499 | 8280.736 | 251566.6648 | 8204.5093
5 | 5 | 3 | 11.7 | 0 | 0.24 | 0 | 0.16703 | 0 | 0 | 0 | 0.98101 | 0 | 0 | 0 | 0 | 4905.0317 | -4905.0317 | -7007.1882 | 0 | 8273728.8618 | 8273.7289 | 251353.7882 | 8197.5666
5 | 5 | 4 | 10.6 | 0 | 0.24 | 0 | 0.16288 | 0 | 0 | 0 | 0.93971 | 0 | 0 | 0 | 0 | 4698.5641 | -4698.5641 | -6712.2344 | 0 | 8267016.6273 | 8267.0166 | 251149.8722 | 8190.9162
5 | 5 | 5 | 11.1 | 0.82222 | 0.24 | 64.6503 | 0.17711 | 0 | 64.6503 | 0 | 0.908 | 0 | 0 | 0 | 0 | 4540.0061 | -4475.3558 | -6393.3654 | 0 | 8260623.262 | 8260.6233 | 250955.6434 | 8184.5817
5 | 5 | 6 | 13.9 | 32.0667 | 0.24 | 2521.3635 | 0.19318 | 0 | 2521.3635 | 0 | 0.89979 | 0 | 0 | 0 | 0 | 4498.9407 | -1977.5772 | -2825.1103 | 0 | 8257798.1517 | 8257.7982 | 250869.8173 | 8181.7826
5 | 5 | 7 | 15.6 | 50.9778 | 0.24 | 4008.3215 | 0.17704 | 0 | 4008.3215 | 0 | 0.97758 | 0 | 0 | 0 | 0 | 4887.9211 | -879.5997 | -1256.5709 | 0 | 8256541.5807 | 8256.5416 | 250831.643 | 8180.5376
5 | 5 | 8 | 17.8 | 90.4444 | 0.24 | 7111.5381 | 0.14953 | 0 | 7111.5381 | 0 | 1.0437 | 0 | 0 | 0 | 0 | 5218.7256 | 1892.8125 | 0 | 1324.9688 | 8257866.5495 | 8257.8665 | 250871.8952 | 8181.8503
5 | 5 | 9 | 20 | 135.6667 | 0.24 | 10667.3072 | 0.15859 | 0 | 10667.3072 | 0 | 1.1977 | 0 | 0 | 0 | 0 | 5988.7015 | 4678.6057 | 0 | 3275.024 | 8261141.5735 | 8261.1416 | 250971.3896 | 8185.0952
5 | 5 | 10 | 21.1 | 130.7333 | 0.24 | 10279.4051 | 0.18157 | 0 | 10279.4051 | 0 | 1.2995 | 0 | 0 | 0 | 0 | 6497.456 | 3781.9491 | 0 | 2647.3644 | 8263788.9379 | 8263.7889 | 251051.8158 | 8187.7182
5 | 5 | 11 | 21.7 | 170.4328 | 0.24 | 13400.9238 | 0.18737 | 0 | 13400.9238 | 0 | 1.5144 | 0 | 0 | 0 | 0 | 7572.0001 | 5828.9237 | 0 | 4080.2466 | 8267869.1844 | 8267.8692 | 251175.7727 | 8191.7609
5 | 5 | 12 | 22.8 | 232.2952 | 0.24 | 18265.091 | 0.19083 | 0 | 18265.091 | 0 | 1.8064 | 0 | 0 | 0 | 0 | 9032.1026 | 9232.9884 | 0 | 6463.0919 | 8274332.2763 | 8274.3323 | 251372.1198 | 8198.1645
5 | 5 | 13 | 23.3 | 146.4604 | 0.24 | 11516.0047 | 0.201 | 0 | 11516.0047 | 0 | 2.085 | 0 | 0 | 0 | 0 | 10424.9035 | 1091.1012 | 0 | 763.7708 | 8275096.0472 | 8275.096 | 251395.323 | 8198.9212
5 | 5 | 14 | 23.9 | 145.5362 | 0.24 | 11443.333 | 0.22562 | 0 | 11443.333 | 0 | 2.9971 | 0 | 0 | 0 | 0 | 14985.4423 | -3542.1092 | -5060.156 | 0 | 8270035.8911 | 8270.0359 | 251241.5967 | 8193.9077
5 | 5 | 15 | 24.4 | 143.7339 | 0.24 | 11301.624 | 0.22704 | 0 | 11301.624 | 0.32 | 5.1837 | 0 | 0 | 0 | 0 | 27518.4478 | -16216.8239 | -23166.8912 | 0 | 8246868.9999 | 8246.869 | 250537.7924 | 8170.954
5 | 5 | 16 | 23.9 | 139.9908 | 0.24 | 11007.3115 | 0.2506 | 0 | 11007.3115 | 0 | 6.487 | 0 | 0 | 0 | 0 | 32434.8074 | -21427.4959 | -30610.7084 | 0 | 8216258.2915 | 8216.2583 | 249607.8468 | 8140.6251
5 | 5 | 17 | 23.3 | 106.6077 | 0.24 | 8382.4332 | 0.27179 | 0 | 8382.4332 | 0 | 5.9529 | 0 | 0 | 0 | 0 | 29764.4169 | -21381.9837 | -30545.6909 | 0 | 8185712.6005 | 8185.7126 | 248679.8765 | 8110.3606
5 | 5 | 18 | 21.1 | 39.7034 | 0.24 | 3121.8278 | 0.26715 | 0 | 3121.8278 | 0 | 4.2845 | 0 | 0 | 0 | 0 | 21422.4409 | -18300.6131 | -26143.733 | 0 | 8159568.8676 | 8159.5689 | 247885.6365 | 8084.4575
5 | 5 | 19 | 18.9 | -0.46731 | 0.24 | -36.7439 | 0.26719 | 0 | -36.7439 | 0 | 2.8472 | 0 | 0 | 0 | 0 | 14235.999 | -14272.7429 | -20389.6327 | 0 | 8139179.2348 | 8139.1792 | 247266.2046 | 8064.2556
5 | 5 | 20 | 18.3 | 0 | 0.24 | 0 | 0.3279 | 0 | 0 | 0 | 2.4767 | 0 | 0 | 0 | 0 | 12383.494 | -12383.494 | -17690.7058 | 0 | 8121488.5291 | 8121.4885 | 246728.7654 | 8046.7277
5 | 5 | 21 | 16.7 | 0 | 0.24 | 0 | 0.37284 | 0 | 0 | 0 | 2.7496 | 0 | 0 | 0 | 0 | 13747.7773 | -13747.7773 | -19639.6818 | 0 | 8101848.8473 | 8101.8488 | 246132.1169 | 8027.2688
5 | 5 | 22 | 14.4 | 0 | 0.24 | 0 | 0.39663 | 0 | 0 | 0 | 2.2276 | 0 | 0 | 0 | 0 | 11137.8441 | -11137.8441 | -15911.2059 | 0 | 8085937.6414 | 8085.9376 | 245648.7385 | 8011.5041
5 | 5 | 23 | 15.6 | 0 | 0.24 | 0 | 0.44497 | 0 | 0 | 0 | 1.8719 | 0 | 0 | 0 | 0 | 9359.4849 | -9359.4849 | -13370.6928 | 0 | 8072566.9486 | 8072.5669 | 245242.5402 | 7998.2565
5 | 6 | 0 | 15.6 | 0 | 0.24 | 0 | 0.44562 | 0 | 0 | 0 | 1.6248 | 0 | 0 | 0 | 0 | 8124.1014 | -8124.1014 | -11605.8591 | 0 | 8060961.0895 | 8060.9611 | 244889.9571 | 7986.7575
5 | 6 | 1 | 15.6 | 0 | 0.24 | 0 | 0.41969 | 0 | 0 | 0 | 1.3159 | 0 | 0 | 0 | 0 | 6579.5867 | -6579.5867 | -9399.4096 | 0 | 8051561.6799 | 8051.5617 | 244604.4055 | 7977.4446
5 | 6 | 2 | 14.4 | 0 | 0.24 | 0 | 0.38351 | 0 | 0 | 0 | 1.1092 | 0 | 0 | 0 | 0 | 5546.108 | -5546.108 | -7923.0114 | 0 | 8043638.6685 | 8043.6387 | 244363.7064 | 7969.5945
5 | 6 | 3 | 13.9 | 0 | 0.24 | 0 | 0.38513 | 0 | 0 | 0 | 0.9696 | 0 | 0 | 0 | 0 | 4847.9965 | -4847.9965 | -6925.7092 | 0 | 8036712.9592 | 8036.713 | 244153.3051 | 7962.7325
5 | 6 | 4 | 12.8 | 0 | 0.24 | 0 | 0.39452 | 0 | 0 | 0 | 0.8715 | 0 | 0 | 0 | 0 | 4357.4933 | -4357.4933 | -6224.9904 | 0 | 8030487.9688 | 8030.488 | 243964.1915 | 7956.5649
5 | 6 | 5 | 13.9 | 0.82222 | 0.24 | 64.6503 | 0.39308 | 0 | 64.6503 | 0 | 0.89158 | 0 | 0 | 0 | 0 | 4457.8753 | -4393.225 | -6276.0357 | 0 | 8024211.9331 | 8024.2119 | 243773.5271 | 7950.3466
5 | 6 | 6 | 15.6 | 28.7778 | 0.24 | 2262.7621 | 0.35845 | 0 | 2262.7621 | 0 | 0.95751 | 0 | 0 | 0 | 0 | 4787.5391 | -2524.777 | -3606.8242 | 0 | 8020605.1089 | 8020.6051 | 243663.9527 | 7946.773
5 | 6 | 7 | 17.8 | 119.2242 | 0.24 | 9374.459 | 0.32298 | 0 | 9374.459 | 0 | 0.98899 | 0 | 0 | 0 | 0 | 4944.9564 | 4429.5026 | 0 | 3100.6518 | 8023705.7607 | 8023.7058 | 243758.1497 | 7949.8451
5 | 6 | 8 | 19.4 | 332.1557 | 0.24 | 26117.0039 | 0.23148 | 0 | 26117.0039 | 0 | 1.0928 | 0 | 0 | 0 | 0 | 5463.9772 | 20653.0267 | 0 | 14457.1187 | 8038162.8794 | 8038.1629 | 244197.3533 | 7964.1691
5 | 6 | 9 | 21.1 | 597.8628 | 0.24 | 47009.2328 | 0.24232 | 0 | 47009.2328 | 0 | 1.1909 | 0 | 0 | 0 | 0 | 5954.4804 | 41054.7524 | 0 | 28738.3267 | 8066901.2061 | 8066.9012 | 245070.4164 | 7992.6429
5 | 6 | 10 | 21.7 | 340.1874 | 0.24 | 26748.5272 | 0.19783 | 0 | 26748.5272 | 0 | 1.8019 | 0 | 0 | 0 | 0 | 9009.2885 | 17739.2387 | 0 | 12417.4671 | 8079318.6731 | 8079.3187 | 245447.6559 | 8004.9461
5 | 6 | 11 | 23.3 | 128.3819 | 0.24 | 10094.517 | 0.19023 | 0 | 10094.517 | 0 | 3.5941 | 0 | 0 | 0 | 0 | 17970.6674 | -7876.1504 | -11251.6434 | 0 | 8068067.0297 | 8068.067 | 245105.8338 | 7993.798
5 | 6 | 12 | 23.9 | 146.7812 | 0.24 | 11541.2308 | 0.20101 | 0 | 11541.2308 | 0 | 4.6748 | 0 | 0 | 0 | 0 | 23374.1872 | -11832.9564 | -16904.2235 | 0 | 8051162.8062 | 8051.1628 | 244592.2878 | 7977.0494
5 | 6 | 13 | 23.3 | 123.5403 | 0.24 | 9713.8291 | 0.2195 | 0 | 9713.8291 | 0 | 4.8633 | 0 | 0 | 0 | 0 | 24316.4096 | -14602.5805 | -20860.8293 | 0 | 8030301.9769 | 8030.302 | 243958.5411 | 7956.3806
5 | 6 | 14 | 24.4 | 667.5026 | 0.24 | 52484.9319 | 0.24649 | 0 | 52484.9319 | 0.32 | 4.815 | 0 | 0 | 0 | 0 | 25675.0685 | 26809.8634 | 0 | 18766.9044 | 8049068.8813 | 8049.0689 | 244528.6749 | 7974.9747
5 | 6 | 15 | 23.9 | 236.7702 | 0.24 | 18616.9605 | 0.27954 | 0 | 18616.9605 | 0 | 5.7854 | 0 | 0 | 0 | 0 | 28927.1394 | -10310.1789 | -14728.827 | 0 | 8034340.0544 | 8034.3401 | 244081.2168 | 7960.3815
5 | 6 | 16 | 23.9 | 363.766 | 0.24 | 28602.4846 | 0.30303 | 0 | 28602.4846 | 0 | 6.581 | 0 | 0 | 0 | 0 | 32904.7779 | -4302.2934 | -6146.1334 | 0 | 8028193.921 | 8028.1939 | 243894.4989 | 7954.2919
5 | 6 | 17 | 23.9 | 119.0603 | 0.24 | 9361.5717 | 0.33266 | 0 | 9361.5717 | 0 | 6.5089 | 0 | 0 | 0 | 0 | 32544.3151 | -23182.7434 | -33118.2048 | 0 | 7995075.7162 | 7995.0757 | 242888.3762 | 7921.4786
5 | 6 | 18 | 21.7 | 29.6 | 0.24 | 2327.4125 | 0.34764 | 0 | 2327.4125 | 0 | 4.6203 | 0 | 0 | 0 | 0 | 23101.5587 | -20774.1462 | -29677.3517 | 0 | 7965398.3645 | 7965.3984 | 241986.7858 | 7892.0744
5 | 6 | 19 | 19.4 | 0.82222 | 0.24 | 64.6503 | 0.37513 | 0 | 64.6503 | 0 | 2.7749 | 0 | 0 | 0 | 0 | 13874.3955 | -13809.7452 | -19728.2074 | 0 | 7945670.157 | 7945.6702 | 241387.4478 | 7872.5278
5 | 6 | 20 | 17.2 | 0 | 0.24 | 0 | 0.4246 | 0 | 0 | 0 | 2.4448 | 0 | 0 | 0 | 0 | 12223.7953 | -12223.7953 | -17462.5648 | 0 | 7928207.5923 | 7928.2076 | 240856.9395 | 7855.226
5 | 6 | 21 | 16.1 | 0 | 0.24 | 0 | 0.50991 | 0 | 0 | 0 | 2.7251 | 0 | 0 | 0 | 0 | 13625.7218 | -13625.7218 | -19465.3169 | 0 | 7908742.2754 | 7908.7423 | 240265.5881 | 7835.9399
5 | 6 | 22 | 15.6 | 0 | 0.24 | 0 | 0.56085 | 0 | 0 | 0 | 2.2755 | 0 | 0 | 0 | 0 | 11377.3922 | -11377.3922 | -16253.4174 | 0 | 7892488.858 | 7892.4889 | 239771.8134 | 7819.8361
5 | 6 | 23 | 15.6 | 0 | 0.24 | 0 | 0.5781 | 0 | 0 | 0 | 1.9043 | 0 | 0 | 0 | 0 | 9521.4651 | -9521.4651 | -13602.0929 | 0 | 7878886.765 | 7878.8868 | 239358.5853 | 7806.3592
5 | 7 | 0 | 15 | 0 | 0.24 | 0 | 0.54459 | 0 | 0 | 0 | 1.5475 | 0 | 0 | 0 | 0 | 7737.4024 | -7737.4024 | -11053.4319 | 0 | 7867833.3331 | 7867.8333 | 239022.7848 | 7795.4075
5 | 7 | 1 | 14.4 | 0 | 0.24 | 0 | 0.51772 | 0 | 0 | 0 | 1.2726 | 0 | 0 | 0 | 0 | 6362.8528 | -6362.8528 | -9089.7897 | 0 | 7858743.5434 | 7858.7435 | 238746.6393 | 7786.4014
5 | 7 | 2 | 13.3 | 0 | 0.24 | 0 | 0.4815 | 0 | 0 | 0 | 1.1161 | 0 | 0 | 0 | 0 | 5580.3291 | -5580.3291 | -7971.8987 | 0 | 7850771.6447 | 7850.7716 | 238504.455 | 7778.5029
5 | 7 | 3 | 11.7 | 0 | 0.24 | 0 | 0.45654 | 0 | 0 | 0 | 0.97964 | 0 | 0 | 0 | 0 | 4898.1875 | -4898.1875 | -6997.4107 | 0 | 7843774.234 | 7843.7742 | 238291.8755 | 7771.5699
5 | 7 | 4 | 11.7 | 0 | 0.24 | 0 | 0.44225 | 0 | 0 | 0 | 0.94245 | 0 | 0 | 0 | 0 | 4712.2526 | -4712.2526 | -6731.7894 | 0 | 7837042.4446 | 7837.0424 | 238087.3654 | 7764.9001
5 | 7 | 5 | 11.7 | 1.6444 | 0.24 | 129.3007 | 0.44051 | 0 | 129.3007 | 0 | 0.90549 | 0 | 0 | 0 | 0 | 4527.4583 | -4398.1577 | -6283.0824 | 0 | 7830759.3622 | 7830.7594 | 237896.487 | 7758.6748
5 | 7 | 6 | 15.6 | 44.4 | 0.24 | 3491.1187 | 0.40816 | 0 | 3491.1187 | 0 | 0.88268 | 0 | 0 | 0 | 0 | 4413.3878 | -922.2691 | -1317.5273 | 0 | 7829441.8349 | 7829.4418 | 237856.4608 | 7757.3694
5 | 7 | 7 | 18.3 | 101.1333 | 0.24 | 7951.9926 | 0.34975 | 0 | 7951.9926 | 0 | 0.91895 | 0 | 0 | 0 | 0 | 4594.7599 | 3357.2327 | 0 | 2350.0629 | 7831791.8978 | 7831.7919 | 237927.8551 | 7759.6978
5 | 7 | 8 | 21.7 | 168.2813 | 0.24 | 13231.759 | 0.30883 | 0 | 13231.759 | 0 | 1.182 | 0 | 0 | 0 | 0 | 5909.9929 | 7321.7661 | 0 | 5125.2363 | 7836917.1341 | 7836.9171 | 238083.5585 | 7764.7759
5 | 7 | 9 | 23.3 | 209.6175 | 0.24 | 16481.9712 | 0.31863 | 0 | 16481.9712 | 0 | 1.4439 | 0 | 0 | 0 | 0 | 7219.5223 | 9262.4489 | 0 | 6483.7142 | 7843400.8483 | 7843.4008 | 238280.5321 | 7771.1999
5 | 7 | 10 | 24.4 | 318.435 | 0.24 | 25038.1613 | 0.33893 | 0 | 25038.1613 | 0.32 | 1.1563 | 0 | 0 | 0 | 0 | 7381.5816 | 17656.5797 | 0 | 12359.6058 | 7855760.4541 | 7855.7605 | 238656.0138 | 7783.4458
5 | 7 | 11 | 25.6 | 710.8142 | 0.2388 | 55611.015 | 0.36817 | 0 | 55611.015 | 1.28 | 0.95516 | 0 | 0 | 0 | 0 | 11175.8041 | 44435.2109 | 0 | 31104.6476 | 7886865.1017 | 7886.8651 | 239600.9651 | 7814.2641
5 | 7 | 12 | 26.1 | 447.9209 | 0.2378 | 34896.6407 | 0.41755 | 0 | 34896.6407 | 1.68 | 2.3787 | 0 | 0 | 0 | 0 | 20293.2734 | 14603.3673 | 0 | 10222.3571 | 7897087.4589 | 7897.0875 | 239911.5177 | 7824.3923
5 | 7 | 13 | 26.1 | 574.1708 | 0.2378 | 44732.5231 | 0.43014 | 0 | 44732.5231 | 1.68 | 3.3195 | 0 | 0 | 0 | 0 | 24997.541 | 19734.9821 | 0 | 13814.4874 | 7910901.9463 | 7910.9019 | 240331.1984 | 7838.0797
5 | 7 | 14 | 25.6 | 622.4935 | 0.2388 | 48701.1911 | 0.45115 | 0 | 48701.1911 | 1.28 | 4.0976 | 0 | 0 | 0 | 0 | 26887.8755 | 21813.3157 | 0 | 15269.321 | 7926171.2673 | 7926.1713 | 240795.0765 | 7853.2084
5 | 7 | 15 | 25.6 | 319.8382 | 0.2388 | 25022.7511 | 0.46229 | 0 | 25022.7511 | 1.28 | 4.9152 | 0 | 0 | 0 | 0 | 30976.1624 | -5953.4113 | -8504.8732 | 0 | 7917666.394 | 7917.6664 | 240536.7006 | 7844.7818
5 | 7 | 16 | 25.6 | 146.3107 | 0.2388 | 11446.7126 | 0.47938 | 0 | 11446.7126 | 1.28 | 5.2294 | 0 | 0 | 0 | 0 | 32546.9132 | -21100.2007 | -30143.1438 | 0 | 7887523.2502 | 7887.5233 | 239620.9595 | 7814.9162
5 | 7 | 17 | 25 | 96.894 | 0.24 | 7618.6619 | 0.49923 | 0 | 7618.6619 | 0.8 | 5.1268 | 0 | 0 | 0 | 0 | 29634.0041 | -22015.3422 | -31450.4889 | 0 | 7856072.7613 | 7856.0728 | 238665.5016 | 7783.7552
5 | 7 | 18 | 23.3 | 27.9556 | 0.24 | 2198.1118 | 0.46612 | 0 | 2198.1118 | 0 | 4.0436 | 0 | 0 | 0 | 0 | 20217.8563 | -18019.7445 | -25742.4922 | 0 | 7830330.2691 | 7830.3303 | 237883.4512 | 7758.2497
5 | 7 | 19 | 22.2 | 0.82222 | 0.24 | 64.6503 | 0.4559 | 0 | 64.6503 | 0 | 2.5757 | 0 | 0 | 0 | 0 | 12878.56 | -12813.9097 | -18305.5853 | 0 | 7812024.6838 | 7812.0247 | 237327.3322 | 7740.1126
5 | 7 | 20 | 21.1 | 0 | 0.24 | 0 | 0.50714 | 0 | 0 | 0 | 2.2951 | 0 | 0 | 0 | 0 | 11475.4928 | -11475.4928 | -16393.5612 | 0 | 7795631.1227 | 7795.6311 | 236829.2999 | 7723.8699
5 | 7 | 21 | 21.1 | 0 | 0.24 | 0 | 0.54599 | 0 | 0 | 0 | 2.5666 | 0 | 0 | 0 | 0 | 12832.9318 | -12832.9318 | -18332.7598 | 0 | 7777298.3629 | 7777.2984 | 236272.3553 | 7705.7059
5 | 7 | 22 | 20 | 0 | 0.24 | 0 | 0.57614 | 0 | 0 | 0 | 2.0113 | 0 | 0 | 0 | 0 | 10056.4557 | -10056.4557 | -14366.3653 | 0 | 7762931.9976 | 7762.932 | 235835.9088 | 7691.4718
5 | 7 | 23 | 20 | 0 | 0.24 | 0 | 0.59673 | 0 | 0 | 0 | 1.641 | 0 | 0 | 0 | 0 | 8205.0914 | -8205.0914 | -11721.5592 | 0 | 7751210.4384 | 7751.2104 | 235479.8108 | 7679.8582
5 | 8 | 0 | 20 | 0 | 0.24 | 0 | 0.56934 | 0 | 0 | 0 | 1.4126 | 0 | 0 | 0 | 0 | 7063.2457 | -7063.2457 | -10090.351 | 0 | 7741120.0874 | 7741.1201 | 235173.2685 | 7669.8607
5 | 8 | 1 | 18.9 | 0 | 0.24 | 0 | 0.53934 | 0 | 0 | 0 | 1.2411 | 0 | 0 | 0 | 0 | 6205.4355 | -6205.4355 | -8864.9078 | 0 | 7732255.1796 | 7732.2552 | 234903.9548 | 7661.0774
5 | 8 | 2 | 18.3 | 0 | 0.24 | 0 | 0.51654 | 0 | 0 | 0 | 1.1252 | 0 | 0 | 0 | 0 | 5625.9573 | -5625.9573 | -8037.0819 | 0 | 7724218.0977 | 7724.2181 | 234659.7903 | 7653.1143
5 | 8 | 3 | 18.3 | 0 | 0.24 | 0 | 0.51147 | 0 | 0 | 0 | 0.9858 | 0 | 0 | 0 | 0 | 4928.9865 | -4928.9865 | -7041.4093 | 0 | 7717176.6884 | 7717.1767 | 234445.8741 | 7646.1377
5 | 8 | 4 | 17.8 | 0 | 0.24 | 0 | 0.4662 | 0 | 0 | 0 | 0.97576 | 0 | 0 | 0 | 0 | 4878.7955 | -4878.7955 | -6969.7079 | 0 | 7710206.9805 | 7710.207 | 234234.1361 | 7639.2321
5 | 8 | 5 | 18.3 | -0.40002 | 0.24 | -31.4528 | 0.47735 | 0 | -31.4528 | 0 | 0.9226 | 0 | 0 | 0 | 0 | 4613.0112 | -4644.464 | -6634.9486 | 0 | 7703572.032 | 7703.572 | 234032.5681 | 7632.6583
5 | 8 | 6 | 18.9 | 59.7589 | 0.24 | 4698.7727 | 0.45586 | 0 | 4698.7727 | 0 | 0.90207 | 0 | 0 | 0 | 0 | 4510.3478 | 188.425 | 0 | 131.8975 | 7703703.9294 | 7703.7039 | 234036.5751 | 7632.789
5 | 8 | 7 | 19.4 | 209.4314 | 0.24 | 16467.3394 | 0.43694 | 0 | 16467.3394 | 0 | 0.89842 | 0 | 0 | 0 | 0 | 4492.0965 | 11975.2429 | 0 | 8382.67 | 7712086.5995 | 7712.0866 | 234291.2385 | 7641.0945
5 | 8 | 8 | 20 | 388.1718 | 0.24 | 30521.4828 | 0.41747 | 0 | 30521.4828 | 0 | 0.9769 | 0 | 0 | 0 | 0 | 4884.499 | 25636.9838 | 0 | 17945.8887 | 7730032.4881 | 7730.0325 | 234836.43 | 7658.8752
5 | 8 | 9 | 21.7 | 604.5255 | 0.24 | 47533.1107 | 0.41525 | 0 | 47533.1107 | 0 | 1.1163 | 0 | 0 | 0 | 0 | 5581.4698 | 41951.6409 | 0 | 29366.1486 | 7759398.6368 | 7759.3986 | 235728.5662 | 7687.971
5 | 8 | 10 | 23.3 | 809.6698 | 0.24 | 63663.3655 | 0.38355 | 0 | 63663.3655 | 0 | 1.328 | 0 | 0 | 0 | 0 | 6640.0441 | 57023.3214 | 0 | 39916.325 | 7799314.9618 | 7799.315 | 236941.214 | 7727.5199
5 | 8 | 11 | 25 | 813.7939 | 0.24 | 63987.6388 | 0.38359 | 0 | 63987.6388 | 0.8 | 1.3369 | 0 | 0 | 0 | 0 | 10684.6118 | 53303.027 | 0 | 37312.1189 | 7836627.0807 | 7836.6271 | 238074.7468 | 7764.4885
5 | 8 | 12 | 25.6 | 365.6284 | 0.2388 | 28605.1801 | 0.3608 | 0 | 28605.1801 | 1.28 | 2.7308 | 0 | 0 | 0 | 0 | 20053.9115 | 8551.2685 | 0 | 5985.888 | 7842612.9687 | 7842.613 | 238256.5965 | 7770.4193
5 | 8 | 13 | 26.1 | 803.3707 | 0.2378 | 62589.0345 | 0.34446 | 0 | 62589.0345 | 1.68 | 3.3067 | 0 | 0 | 0 | 0 | 24933.6615 | 37655.373 | 0 | 26358.7611 | 7868971.7297 | 7868.9717 | 239057.369 | 7796.5354
5 | 8 | 14 | 27.2 | 689.2134 | 0.2356 | 53198.5 | 0.33412 | 0 | 53198.5 | 2.56 | 2.9621 | 0 | 0 | 0 | 0 | 27610.2585 | 25588.2416 | 0 | 17911.7691 | 7886883.4988 | 7886.8835 | 239601.524 | 7814.2823
5 | 8 | 15 | 26.7 | 441.9269 | 0.2366 | 34255.9195 | 0.35507 | 0 | 34255.9195 | 2.16 | 4.0848 | 0 | 0 | 0 | 0 | 31224.1983 | 3031.7212 | 0 | 2122.2048 | 7889005.7036 | 7889.0057 | 239665.9961 | 7816.385
5 | 8 | 16 | 26.7 | 377.6884 | 0.2366 | 29276.4748 | 0.36073 | 0 | 29276.4748 | 2.16 | 4.3283 | 0 | 0 | 0 | 0 | 32441.3306 | -3164.8558 | -4521.2225 | 0 | 7884484.4811 | 7884.4845 | 239528.6425 | 7811.9054
5 | 8 | 17 | 26.1 | 54.2667 | 0.2378 | 4227.8094 | 0.38267 | 0 | 4227.8094 | 1.68 | 4.191 | 0 | 0 | 0 | 0 | 29355.0343 | -25127.2249 | -35896.0355 | 0 | 7848588.4456 | 7848.5884 | 238438.13 | 7776.3398
5 | 8 | 18 | 25 | 23.8444 | 0.24 | 1874.8601 | 0.41766 | 0 | 1874.8601 | 0.8 | 3.2951 | 0 | 0 | 0 | 0 | 20475.2833 | -18600.4232 | -26572.0332 | 0 | 7822016.4124 | 7822.0164 | 237630.8784 | 7750.0123
5 | 8 | 19 | 23.3 | 0.82222 | 0.24 | 64.6503 | 0.44624 | 0 | 64.6503 | 0 | 2.6074 | 0 | 0 | 0 | 0 | 13037.118 | -12972.4677 | -18532.0967 | 0 | 7803484.3157 | 7803.4843 | 237067.8779 | 7731.6508
5 | 8 | 20 | 21.7 | 0 | 0.24 | 0 | 0.48976 | 0 | 0 | 0 | 2.3275 | 0 | 0 | 0 | 0 | 11637.4729 | -11637.4729 | -16624.9613 | 0 | 7786859.3544 | 7786.8594 | 236562.8158 | 7715.1789
5 | 8 | 21 | 21.1 | 0 | 0.24 | 0 | 0.5449 | 0 | 0 | 0 | 2.6145 | 0 | 0 | 0 | 0 | 13072.4799 | -13072.4799 | -18674.9713 | 0 | 7768184.3831 | 7768.1844 | 235995.4749 | 7696.6759
5 | 8 | 22 | 20.6 | 0 | 0.24 | 0 | 0.54959 | 0 | 0 | 0 | 2.0181 | 0 | 0 | 0 | 0 | 10090.6769 | -10090.6769 | -14415.2527 | 0 | 7753769.1305 | 7753.7691 | 235557.5432 | 7682.3933
5 | 8 | 23 | 20 | 0 | 0.24 | 0 | 0.54435 | 0 | 0 | 0 | 1.6538 | 0 | 0 | 0 | 0 | 8268.9709 | -8268.9709 | -11812.8156 | 0 | 7741956.3149 | 7741.9563 | 235198.6729 | 7670.6892
5 | 9 | 0 | 18.9 | 0 | 0.24 | 0 | 0.54954 | 0 | 0 | 0 | 1.4679 | 0 | 0 | 0 | 0 | 7339.2963 | -7339.2963 | -10484.709 | 0 | 7731471.6059 | 7731.4716 | 234880.1501 | 7660.301
5 | 9 | 1 | 19.4 | 0 | 0.24 | 0 | 0.54541 | 0 | 0 | 0 | 1.3063 | 0 | 0 | 0 | 0 | 6531.6771 | -6531.6771 | -9330.9673 | 0 | 7722140.6385 | 7722.1406 | 234596.6776 | 7651.056
5 | 9 | 2 | 19.4 | 0 | 0.24 | 0 | 0.51669 | 0 | 0 | 0 | 1.1231 | 0 | 0 | 0 | 0 | 5615.691 | -5615.691 | -8022.4157 | 0 | 7714118.2229 | 7714.1182 | 234352.9587 | 7643.1074
5 | 9 | 3 | 20 | 0 | 0.24 | 0 | 0.49677 | 0 | 0 | 0 | 1.0339 | 0 | 0 | 0 | 0 | 5169.6753 | -5169.6753 | -7385.2504 | 0 | 7706732.9725 | 7706.733 | 234128.5966 | 7635.7901
5 | 9 | 4 | 20.6 | 0 | 0.24 | 0 | 0.46821 | 0 | 0 | 0 | 0.98739 | 0 | 0 | 0 | 0 | 4936.9715 | -4936.9715 | -7052.8164 | 0 | 7699680.1561 | 7699.6802 | 233914.3339 | 7628.8022
5 | 9 | 5 | 20 | -0.43486 | 0.24 | -34.1928 | 0.45505 | 0 | -34.1928 | 0 | 0.99059 | 0 | 0 | 0 | 0 | 4952.9413 | -4987.1341 | -7124.4773 | 0 | 7692555.6787 | 7692.5557 | 233697.894 | 7621.7433
5 | 9 | 6 | 20.6 | 58.7926 | 0.24 | 4622.7942 | 0.40236 | 0 | 4622.7942 | 0 | 0.90549 | 0 | 0 | 0 | 0 | 4527.4583 | 95.3359 | 0 | 66.7351 | 7692622.4139 | 7692.6224 | 233699.9214 | 7621.8095
5 | 9 | 7 | 22.2 | 46.0444 | 0.24 | 3620.4194 | 0.41112 | 0 | 3620.4194 | 0 | 0.92876 | 0 | 0 | 0 | 0 | 4643.8103 | -1023.3909 | -1461.9869 | 0 | 7691160.4269 | 7691.1604 | 233655.5066 | 7620.3609
5 | 9 | 8 | 22.8 | 129.9111 | 0.24 | 10214.7548 | 0.38258 | 0 | 10214.7548 | 0 | 1.0474 | 0 | 0 | 0 | 0 | 5236.9769 | 4977.7779 | 0 | 3484.4445 | 7694644.8714 | 7694.6449 | 233761.3632 | 7623.8133
5 | 9 | 9 | 25 | 164.1921 | 0.24 | 12910.2289 | 0.36542 | 0 | 12910.2289 | 0.8 | 0.45356 | 0 | 0 | 0 | 0 | 6267.8018 | 6642.4271 | 0 | 4649.699 | 7699294.5704 | 7699.2946 | 233902.6199 | 7628.4202
5 | 9 | 10 | 26.7 | 143.0667 | 0.2366 | 11089.7972 | 0.3667 | 0 | 11089.7972 | 2.16 | 0 | 0 | 0 | 0 | 0 | 10800 | 289.7972 | 0 | 202.8581 | 7699497.4284 | 7699.4974 | 233908.7826 | 7628.6212
5 | 9 | 11 | 25.6 | 163.0235 | 0.2388 | 12754.2472 | 0.40157 | 0 | 12754.2472 | 1.28 | 0.95037 | 0 | 0 | 0 | 0 | 11151.8493 | 1602.3979 | 0 | 1121.6786 | 7700619.107 | 7700.6191 | 233942.8589 | 7629.7325
5 | 9 | 12 | 25.6 | 281.2248 | 0.2388 | 22001.8037 | 0.43704 | 0 | 22001.8037 | 1.28 | 2.778 | 0 | 0 | 0 | 0 | 20290.0375 | 1711.7662 | 0 | 1198.2364 | 7701817.3434 | 7701.8173 | 233979.2611 | 7630.9197
5 | 9 | 13 | 26.1 | 475.896 | 0.2378 | 37076.1237 | 0.46012 | 0 | 37076.1237 | 1.68 | 3.3537 | 0 | 0 | 0 | 0 | 25168.6468 | 11907.477 | 0 | 8335.2339 | 7710152.5773 | 7710.1526 | 234232.4834 | 7639.1782
5 | 9 | 14 | 26.7 | 561.8092 | 0.2366 | 43548.5798 | 0.48568 | 0 | 43548.5798 | 2.16 | 3.2813 | 0 | 0 | 0 | 0 | 27206.6351 | 16341.9447 | 0 | 11439.3613 | 7721591.9386 | 7721.5919 | 234580.0083 | 7650.5123
5 | 9 | 15 | 26.7 | 346.9067 | 0.2366 | 26890.4335 | 0.48658 | 0 | 26890.4335 | 2.16 | 3.958 | 0 | 0 | 0 | 0 | 30589.9663 | -3699.5328 | -5285.0469 | 0 | 7716306.8917 | 7716.3069 | 234419.4499 | 7645.2759
5 | 9 | 16 | 26.1 | 109.3556 | 0.2378 | 8519.6766 | 0.51523 | 0 | 8519.6766 | 1.68 | 4.773 | 0 | 0 | 0 | 0 | 32264.9729 | -23745.2963 | -33921.8519 | 0 | 7682385.0398 | 7682.385 | 233388.9126 | 7611.6663
5 | 9 | 17 | 25 | 45.2222 | 0.24 | 3555.7691 | 0.53607 | 0 | 3555.7691 | 0.8 | 5.2972 | 0 | 0 | 0 | 0 | 30486.1108 | -26930.3417 | -38471.9168 | 0 | 7643913.1231 | 7643.9131 | 232220.1455 | 7573.5485
5 | 9 | 18 | 22.8 | 21.3778 | 0.24 | 1680.909 | 0.57229 | 0 | 1680.909 | 0 | 4.8911 | 0 | 0 | 0 | 0 | 24455.5756 | -22774.6666 | -32535.238 | 0 | 7611377.8851 | 7611.3779 | 231231.7332 | 7541.3128
5 | 9 | 19 | 20 | 0.82222 | 0.24 | 64.6503 | 0.5392 | 0 | 64.6503 | 0 | 4.8516 | 0 | 0 | 0 | 0 | 24258.2336 | -24193.5833 | -34562.2618 | 0 | 7576815.6233 | 7576.8156 | 230181.7405 | 7507.0687
5 | 9 | 20 | 18.9 | 0 | 0.24 | 0 | 0.56286 | 0 | 0 | 0 | 5.1512 | 0 | 0 | 0 | 0 | 25755.9794 | -25755.9794 | -36794.2562 | 0 | 7540021.367 | 7540.0214 | 229063.9403 | 7470.6131
5 | 9 | 21 | 16.7 | 0 | 0.24 | 0 | 0.55691 | 0 | 0 | 0 | 4.6559 | 0 | 0 | 0 | 0 | 23279.5087 | -23279.5087 | -33256.441 | 0 | 7506764.9261 | 7506.7649 | 228053.618 | 7437.6628
5 | 9 | 22 | 16.7 | 0 | 0.24 | 0 | 0.56954 | 0 | 0 | 0 | 2.7039 | 0 | 0 | 0 | 0 | 13519.6363 | -13519.6363 | -19313.7661 | 0 | 7487451.16 | 7487.4512 | 227466.8707 | 7418.5269
5 | 9 | 23 | 16.1 | 0 | 0.24 | 0 | 0.55407 | 0 | 0 | 0 | 1.8089 | 0 | 0 | 0 | 0 | 9044.6504 | -9044.6504 | -12920.9291 | 0 | 7474530.2309 | 7474.5302 | 227074.3361 | 7405.7249
5 | 10 | 0 | 14.4 | 0 | 0.24 | 0 | 0.54481 | 0 | 0 | 0 | 1.5169 | 0 | 0 | 0 | 0 | 7584.5479 | -7584.5479 | -10835.0684 | 0 | 7463695.1625 | 7463.6952 | 226745.1695 | 7394.9895
5 | 10 | 1 | 13.9 | 0 | 0.24 | 0 | 0.51069 | 0 | 0 | 0 | 1.3305 | 0 | 0 | 0 | 0 | 6652.5919 | -6652.5919 | -9503.7027 | 0 | 7454191.4598 | 7454.1915 | 226456.4494 | 7385.5733
5 | 10 | 2 | 11.7 | 0 | 0.24 | 0 | 0.50757 | 0 | 0 | 0 | 1.1396 | 0 | 0 | 0 | 0 | 5697.8217 | -5697.8217 | -8139.7453 | 0 | 7446051.7145 | 7446.0517 | 226209.166 | 7377.5085
5 | 10 | 3 | 11.1 | 0 | 0.24 | 0 | 0.50369 | 0 | 0 | 0 | 1.0383 | 0 | 0 | 0 | 0 | 5191.3487 | -5191.3487 | -7416.2124 | 0 | 7438635.5021 | 7438.6355 | 225983.8634 | 7370.1606
5 | 10 | 4 | 10.6 | 0 | 0.24 | 0 | 0.52233 | 0 | 0 | 0 | 0.98101 | 0 | 0 | 0 | 0 | 4905.0317 | -4905.0317 | -7007.1882 | 0 | 7431628.3139 | 7431.6283 | 225770.9868 | 7363.2179
5 | 10 | 5 | 10.6 | 0.82222 | 0.24 | 64.6503 | 0.52069 | 0 | 64.6503 | 0 | 0.98397 | 0 | 0 | 0 | 0 | 4919.8609 | -4855.2105 | -6936.0151 | 0 | 7424692.2989 | 7424.6923 | 225560.2724 | 7356.3457
5 | 10 | 6 | 13.3 | 16.4444 | 0.24 | 1293.0069 | 0.51129 | 0 | 1293.0069 | 0 | 0.95956 | 0 | 0 | 0 | 0 | 4797.8054 | -3504.7985 | -5006.855 | 0 | 7419685.4438 | 7419.6854 | 225408.1654 | 7351.385
5 | 10 | 7 | 15.6 | 90.4444 | 0.24 | 7111.5381 | 0.45534 | 0 | 7111.5381 | 0 | 0.98694 | 0 | 0 | 0 | 0 | 4934.6901 | 2176.8481 | 0 | 1523.7937 | 7421209.2375 | 7421.2092 | 225454.4578 | 7352.8947
5 | 10 | 8 | 17.8 | 151.7901 | 0.24 | 11935.0716 | 0.46404 | 0 | 11935.0716 | 0 | 1.0759 | 0 | 0 | 0 | 0 | 5379.565 | 6555.5066 | 0 | 4588.8546 | 7425798.0921 | 7425.7981 | 225593.8661 | 7357.4413
5 | 10 | 9 | 20 | 104.4222 | 0.24 | 8210.594 | 0.45483 | 0 | 8210.594 | 0 | 1.2304 | 0 | 0 | 0 | 0 | 6151.8223 | 2058.7717 | 0 | 1441.1402 | 7427239.2323 | 7427.2392 | 225637.6476 | 7358.8692
5 | 10 | 10 | 20.6 | 145.6132 | 0.24 | 11449.392 | 0.43014 | 0 | 11449.392 | 0 | 1.4768 | 0 | 0 | 0 | 0 | 7383.7838 | 4065.6082 | 0 | 2845.9258 | 7430085.1581 | 7430.0852 | 225724.1061 | 7361.6889
5 | 10 | 11 | 21.7 | 490.1414 | 0.24 | 38539.2313 | 0.37325 | 0 | 38539.2313 | 0 | 2.2079 | 0 | 0 | 0 | 0 | 11039.7435 | 27499.4878 | 0 | 19249.6415 | 7449334.7995 | 7449.3348 | 226308.9053 | 7380.7614
5 | 10 | 12 | 23.3 | 245.1561 | 0.24 | 19276.3334 | 0.34571 | 0 | 19276.3334 | 0 | 3.9786 | 0 | 0 | 0 | 0 | 19892.7554 | -616.422 | -880.6028 | 0 | 7448454.1967 | 7448.4542 | 226282.1528 | 7379.8889
5 | 10 | 13 | 23.3 | 215.0575 | 0.24 | 16909.7112 | 0.35112 | 0 | 16909.7112 | 0 | 4.8323 | 0 | 0 | 0 | 0 | 24161.2737 | -7251.5624 | -10359.3749 | 0 | 7438094.8218 | 7438.0948 | 225967.4376 | 7369.6249
5 | 10 | 14 | 23.3 | 646.3983 | 0.24 | 50825.5254 | 0.38584 | 0 | 50825.5254 | 0 | 5.2034 | 0 | 0 | 0 | 0 | 26017.2008 | 24808.3246 | 0 | 17365.8272 | 7455460.649 | 7455.4606 | 226495.0071 | 7386.8308
5 | 10 | 15 | 23.9 | 530.6005 | 0.24 | 41720.4825 | 0.39184 | 0 | 41720.4825 | 0 | 5.9949 | 0 | 0 | 0 | 0 | 29974.3066 | 11746.1758 | 0 | 8222.3231 | 7463682.9721 | 7463.683 | 226744.7992 | 7394.9775
5 | 10 | 16 | 21.7 | 402.1389 | 0.24 | 31619.6988 | 0.41277 | 0 | 31619.6988 | 0 | 6.4724 | 0 | 0 | 0 | 0 | 32361.8023 | -742.1035 | -1060.1479 | 0 | 7462622.8242 | 7462.6228 | 226712.5921 | 7393.9271
5 | 10 | 17 | 21.1 | 199.8546 | 0.24 | 15714.3274 | 0.40244 | 0 | 15714.3274 | 0 | 6.1584 | 0 | 0 | 0 | 0 | 30792.1922 | -15077.8648 | -21539.8068 | 0 | 7441083.0174 | 7441.083 | 226058.2182 | 7372.5856
5 | 10 | 18 | 21.1 | 43.9674 | 0.24 | 3457.1049 | 0.40254 | 0 | 3457.1049 | 0 | 5.177 | 0 | 0 | 0 | 0 | 25884.879 | -22427.7741 | -32039.6774 | 0 | 7409043.34 | 7409.0433 | 225084.861 | 7340.8408
5 | 10 | 19 | 20 | -0.69778 | 0.24 | -54.866 | 0.40531 | 0 | -54.866 | 0 | 4.6817 | 0 | 0 | 0 | 0 | 23408.4084 | -23463.2743 | -33518.9633 | 0 | 7375524.3767 | 7375.5244 | 224066.5633 | 7307.6304
5 | 10 | 20 | 19.4 | 0 | 0.24 | 0 | 0.40373 | 0 | 0 | 0 | 5.3711 | 0 | 0 | 0 | 0 | 26855.619 | -26855.619 | -38365.17 | 0 | 7337159.2067 | 7337.1592 | 222901.0392 | 7269.6184
5 | 10 | 21 | 18.9 | 0 | 0.24 | 0 | 0.39554 | 0 | 0 | 0 | 5.8799 | 0 | 0 | 0 | 0 | 29399.3913 | -29399.3913 | -41999.1304 | 0 | 7295160.0763 | 7295.1601 | 221625.1162 | 7228.0059
5 | 10 | 22 | 18.3 | 0 | 0.24 | 0 | 0.36894 | 0 | 0 | 0 | 5.2806 | 0 | 0 | 0 | 0 | 26402.7591 | -26402.7591 | -37718.2273 | 0 | 7257441.849 | 7257.4418 | 220479.246 | 7190.6349
5 | 10 | 23 | 18.3 | 0 | 0.24 | 0 | 0.35148 | 0 | 0 | 0 | 4.8968 | 0 | 0 | 0 | 0 | 24484.0932 | -24484.0932 | -34977.276 | 0 | 7222464.5729 | 7222.4646 | 219416.6453 | 7155.9796
5 | 11 | 0 | 18.3 | 0 | 0.24 | 0 | 0.343 | 0 | 0 | 0 | 4.6513 | 0 | 0 | 0 | 0 | 23256.6946 | -23256.6946 | -33223.8494 | 0 | 7189240.7235 | 7189.2407 | 218407.3131 | 7123.0615
5 | 11 | 1 | 18.3 | 0 | 0.24 | 0 | 0.33047 | 0 | 0 | 0 | 4.344 | 0 | 0 | 0 | 0 | 21720.1649 | -21720.1649 | -31028.807 | 0 | 7158211.9166 | 7158.2119 | 217464.6658 | 7092.3184
5 | 11 | 2 | 18.3 | 0 | 0.24 | 0 | 0.33957 | 0 | 0 | 0 | 4.1191 | 0 | 0 | 0 | 0 | 20595.4297 | -20595.4297 | -29422.0424 | 0 | 7128789.8741 | 7128.7899 | 216570.8316 | 7063.1672
5 | 11 | 3 | 17.8 | 0 | 0.24 | 0 | 0.3406 | 0 | 0 | 0 | 3.984 | 0 | 0 | 0 | 0 | 19920.1323 | -19920.1323 | -28457.3319 | 0 | 7100332.5423 | 7100.3325 | 215706.3051 | 7034.9718
5 | 11 | 4 | 17.8 | 0 | 0.24 | 0 | 0.34553 | 0 | 0 | 0 | 3.5818 | 0 | 0 | 0 | 0 | 17909.0693 | -17909.0693 | -25584.3847 | 0 | 7074748.1575 | 7074.7482 | 214929.058 | 7009.6229
5 | 11 | 5 | 16.7 | 2.4667 | 0.24 | 193.951 | 0.36322 | 0 | 193.951 | 0 | 2.3136 | 0 | 0 | 0 | 0 | 11567.8899 | -11373.9389 | -16248.4841 | 0 | 7058499.6734 | 7058.4997 | 214435.4331 | 6993.524
5 | 11 | 6 | 16.7 | 50.1556 | 0.24 | 3943.6711 | 0.35895 | 0 | 3943.6711 | 0 | 1.3264 | 0 | 0 | 0 | 0 | 6632.0592 | -2688.388 | -3840.5543 | 0 | 7054659.1191 | 7054.6591 | 214318.758 | 6989.7188
5 | 11 | 7 | 16.1 | 113.1922 | 0.24 | 8900.1671 | 0.34626 | 0 | 8900.1671 | 0 | 1.2012 | 0 | 0 | 0 | 0 | 6005.8121 | 2894.355 | 0 | 2026.0485 | 7056685.1676 | 7056.6852 | 214380.3089 | 6991.7262
5 | 11 | 8 | 16.7 | 78.9333 | 0.24 | 6206.4333 | 0.35594 | 0 | 6206.4333 | 0 | 1.2235 | 0 | 0 | 0 | 0 | 6117.6012 | 88.8321 | 0 | 62.1825 | 7056747.3501 | 7056.7474 | 214382.198 | 6991.7878
5 | 11 | 9 | 17.8 | 100.3111 | 0.24 | 7887.3423 | 0.37148 | 0 | 7887.3423 | 0 | 1.239 | 0 | 0 | 0 | 0 | 6195.1691 | 1692.1732 | 0 | 1184.5212 | 7057931.8713 | 7057.9319 | 214418.1834 | 6992.9614
5 | 11 | 10 | 19.4 | 124.9778 | 0.24 | 9826.8527 | 0.36169 | 0 | 9826.8527 | 0 | 1.4254 | 0 | 0 | 0 | 0 | 7127.1252 | 2699.7275 | 0 | 1889.8093 | 7059821.6806 | 7059.8217 | 214475.5954 | 6994.8338
5 | 11 | 11 | 21.1 | 351.9036 | 0.24 | 27669.7539 | 0.34317 | 0 | 27669.7539 | 0 | 2.1949 | 0 | 0 | 0 | 0 | 10974.7233 | 16695.0306 | 0 | 11686.5214 | 7071508.202 | 7071.5082 | 214830.6289 | 7006.4128
5 | 11 | 12 | 23.9 | 291.9722 | 0.24 | 22957.4268 | 0.34229 | 0 | 22957.4268 | 0 | 4.0155 | 0 | 0 | 0 | 0 | 20077.5496 | 2879.8772 | 0 | 2015.914 | 7073524.116 | 7073.5241 | 214891.8719 | 7008.4101
5 | 11 | 13 | 23.9 | 721.0686 | 0.24 | 56696.7555 | 0.33332 | 0 | 56696.7555 | 0 | 4.7549 | 0 | 0 | 0 | 0 | 23774.5747 | 32922.1808 | 0 | 23045.5266 | 7096569.6426 | 7096.5696 | 215591.9891 | 7031.2435
5 | 11 | 14 | 24.4 | 719.1647 | 0.24 | 56547.0586 | 0.3383 | 0 | 56547.0586 | 0.32 | 4.8593 | 0 | 0 | 0 | 0 | 25896.3653 | 30650.6934 | 0 | 21455.4854 | 7118025.128 | 7118.0251 | 216243.8014 | 7052.5015
5 | 11 | 15 | 25.6 | 528.9885 | 0.2388 | 41385.7586 | 0.34086 | 0 | 41385.7586 | 1.28 | 4.834 | 0 | 0 | 0 | 0 | 30570.0714 | 10815.6872 | 0 | 7570.981 | 7125596.109 | 7125.5961 | 216473.8058 | 7060.0028
5 | 11 | 16 | 25.6 | 417.9665 | 0.2388 | 32699.8821 | 0.36167 | 0 | 32699.8821 | 1.28 | 5.2319 | 0 | 0 | 0 | 0 | 32559.461 | 140.4211 | 0 | 98.2948 | 7125694.4038 | 7125.6944 | 216476.792 | 7060.1002
5 | 11 | 17 | 26.1 | 191.6108 | 0.2378 | 14928.0233 | 0.35945 | 0 | 14928.0233 | 1.68 | 4.363 | 0 | 0 | 0 | 0 | 30215.1259 | -15287.1026 | -21838.718 | 0 | 7103855.6857 | 7103.8557 | 215813.3373 | 7038.4625
5 | 11 | 18 | 25.6 | 24.6667 | 0.2388 | 1929.8128 | 0.37996 | 0 | 1929.8128 | 1.28 | 3.1686 | 0 | 0 | 0 | 0 | 22242.9245 | -20313.1117 | -29018.7309 | 0 | 7074836.9548 | 7074.837 | 214931.7556 | 7009.7109
5 | 11 | 19 | 25 | 0.82222 | 0.24 | 64.6503 | 0.38202 | 0 | 64.6503 | 0.8 | 2.1085 | 0 | 0 | 0 | 0 | 14542.4763 | -14477.8259 | -20682.6085 | 0 | 7054154.3463 | 7054.1543 | 214303.4232 | 6989.2187
5 | 11 | 20 | 22.2 | 0 | 0.24 | 0 | 0.38635 | 0 | 0 | 0 | 2.4375 | 0 | 0 | 0 | 0 | 12187.2928 | -12187.2928 | -17410.4182 | 0 | 7036743.9281 | 7036.7439 | 213774.4991 | 6971.9685
5 | 11 | 21 | 19.4 | 0 | 0.24 | 0 | 0.39877 | 0 | 0 | 0 | 2.6323 | 0 | 0 | 0 | 0 | 13161.4549 | -13161.4549 | -18802.0784 | 0 | 7017941.8497 | 7017.9418 | 213203.2967 | 6953.3395
5 | 11 | 22 | 18.3 | 0 | 0.24 | 0 | 0.39428 | 0 | 0 | 0 | 2.1265 | 0 | 0 | 0 | 0 | 10632.5118 | -10632.5118 | -15189.3025 | 0 | 7002752.5471 | 7002.7525 | 212741.8495 | 6938.2901
5 | 11 | 23 | 19.4 | 0 | 0.24 | 0 | 0.39476 | 0 | 0 | 0 | 1.7268 | 0 | 0 | 0 | 0 | 8633.9965 | -8633.9965 | -12334.2808 | 0 | 6990418.2664 | 6990.4183 | 212367.1372 | 6926.0693
5 | 12 | 0 | 20.6 | 0 | 0.24 | 0 | 0.38746 | 0 | 0 | 0 | 1.5388 | 0 | 0 | 0 | 0 | 7694.0556 | -7694.0556 | -10991.508 | 0 | 6979426.7584 | 6979.4268 | 212033.218 | 6915.179
5 | 12 | 1 | 21.1 | 0 | 0.24 | 0 | 0.38821 | 0 | 0 | 0 | 1.2256 | 0 | 0 | 0 | 0 | 6127.8675 | -6127.8675 | -8754.0965 | 0 | 6970672.6619 | 6970.6727 | 211767.2707 | 6906.5055
5 | 12 | 2 | 22.2 | 0 | 0.24 | 0 | 0.37384 | 0 | 0 | 0 | 1.0364 | 0 | 0 | 0 | 0 | 5182.223 | -5182.223 | -7403.1758 | 0 | 6963269.4861 | 6963.2695 | 211542.3641 | 6899.1704
5 | 12 | 3 | 21.7 | 0 | 0.24 | 0 | 0.37965 | 0 | 0 | 0 | 0.94336 | 0 | 0 | 0 | 0 | 4716.8154 | -4716.8154 | -6738.3077 | 0 | 6956531.1784 | 6956.5312 | 211337.6561 | 6892.4942
5 | 12 | 4 | 21.7 | 0 | 0.24 | 0 | 0.38511 | 0 | 0 | 0 | 0.87241 | 0 | 0 | 0 | 0 | 4362.0561 | -4362.0561 | -6231.5087 | 0 | 6950299.6697 | 6950.2997 | 211148.3444 | 6886.32
5 | 12 | 5 | 21.1 | 2.6987 | 0.24 | 212.1953 | 0.39602 | 0 | 212.1953 | 0 | 0.90983 | 0 | 0 | 0 | 0 | 4549.1317 | -4336.9364 | -6195.6234 | 0 | 6944104.0462 | 6944.104 | 210960.1229 | 6880.1814
5 | 12 | 6 | 21.1 | 58.0764 | 0.24 | 4566.4788 | 0.37811 | 0 | 4566.4788 | 0 | 1.1647 | 0 | 0 | 0 | 0 | 5823.2993 | -1256.8205 | -1795.4578 | 0 | 6942308.5884 | 6942.3086 | 210905.5774 | 6878.4025
5 | 12 | 7 | 23.9 | 46.8667 | 0.24 | 3685.0698 | 0.35385 | 0 | 3685.0698 | 0 | 2.3067 | 0 | 0 | 0 | 0 | 11533.6688 | -7848.599 | -11212.2843 | 0 | 6931096.3041 | 6931.0963 | 210564.951 | 6867.2934
5 | 12 | 8 | 24.4 | 87.9778 | 0.24 | 6917.5871 | 0.3193 | 0 | 6917.5871 | 0.32 | 3.1101 | 0 | 0 | 0 | 0 | 17150.5796 | -10232.9925 | -14618.5608 | 0 | 6916477.7434 | 6916.4777 | 210120.8428 | 6852.8094
5 | 12 | 9 | 25 | 180.6313 | 0.24 | 14202.8255 | 0.31496 | 0 | 14202.8255 | 0.8 | 3.0797 | 0 | 0 | 0 | 0 | 19398.4577 | -5195.6322 | -7422.3317 | 0 | 6909055.4117 | 6909.0554 | 209895.3543 | 6845.4554
5 | 12 | 10 | 26.7 | 247.8548 | 0.2366 | 19212.439 | 0.29153 | 0 | 19212.439 | 2.16 | 1.7147 | 0 | 0 | 0 | 0 | 19373.4135 | -160.9745 | -229.9636 | 0 | 6908825.4481 | 6908.8254 | 209888.368 | 6845.2276
5 | 12 | 11 | 28.9 | 748.9688 | 0.2322 | 56976.5727 | 0.22429 | 0 | 56976.5727 | 3.92 | 0 | 0 | 0 | 0 | 0 | 19600 | 37376.5727 | 0 | 26163.6009 | 6934989.0489 | 6934.989 | 210683.2116 | 6871.1503
5 | 12 | 12 | 29.4 | 894.4047 | 0.2312 | 67747.3513 | 0.18613 | 0 | 67747.3513 | 4.32 | 0.16695 | 0 | 0 | 0 | 0 | 22434.7448 | 45312.6065 | 0 | 31718.8245 | 6966707.8735 | 6966.7079 | 211646.8215 | 6902.5772
5 | 12 | 13 | 29.4 | 849.1183 | 0.2312 | 64317.0991 | 0.1888 | 0 | 64317.0991 | 4.32 | 0.72954 | 0 | 0 | 0 | 0 | 25247.7234 | 39069.3757 | 0 | 27348.563 | 6994056.4364 | 6994.0564 | 212477.6639 | 6929.674
5 | 12 | 14 | 30 | 753.0217 | 0.23 | 56742.1421 | 0.21408 | 0 | 56742.1421 | 4.8 | 0.68794 | 0 | 0 | 0 | 0 | 27439.707 | 29302.4352 | 0 | 20511.7046 | 7014568.1411 | 7014.5681 | 213100.8043 | 6949.9969
5 | 12 | 15 | 29.4 | 613.783 | 0.2312 | 46491.4531 | 0.24334 | 0 | 46491.4531 | 4.32 | 1.8969 | 0 | 0 | 0 | 0 | 31084.7112 | 15406.7419 | 0 | 10784.7193 | 7025352.8604 | 7025.3529 | 213428.4413 | 6960.6823
5 | 12 | 16 | 29.4 | 421.0017 | 0.2312 | 31889.0869 | 0.27753 | 0 | 31889.0869 | 4.32 | 2.3169 | 0 | 0 | 0 | 0 | 33184.7492 | -1295.6623 | -1850.9461 | 0 | 7023501.9143 | 7023.5019 | 213372.2101 | 6958.8484
5 | 12 | 17 | 28.3 | 205.5041 | 0.2334 | 15714.1787 | 0.28975 | 0 | 15714.1787 | 3.44 | 3.1193 | 0 | 0 | 0 | 0 | 32796.4066 | -17082.2279 | -24403.1827 | 0 | 6999098.7315 | 6999.0987 | 212630.8475 | 6934.6699
5 | 12 | 18 | 26.1 | 44.9505 | 0.2378 | 3502.0019 | 0.31973 | 0 | 3502.0019 | 1.68 | 2.6869 | 0 | 0 | 0 | 0 | 21834.3659 | -18332.364 | -26189.0914 | 0 | 6972909.6401 | 6972.9096 | 211835.2296 | 6908.7219
5 | 12 | 19 | 23.3 | -3.093 | 0.24 | -243.2016 | 0.34165 | 0 | -243.2016 | 0 | 2.4934 | 0 | 0 | 0 | 0 | 12466.7655 | -12709.9671 | -18157.0958 | 0 | 6954752.5442 | 6954.7525 | 211283.6216 | 6890.7319
5 | 12 | 20 | 22.2 | 0 | 0.24 | 0 | 0.37599 | 0 | 0 | 0 | 2.2593 | 0 | 0 | 0 | 0 | 11296.4021 | -11296.4021 | -16137.7173 | 0 | 6938614.8269 | 6938.6148 | 210793.3618 | 6874.7427
5 | 12 | 21 | 20 | 0 | 0.24 | 0 | 0.42634 | 0 | 0 | 0 | 2.5976 | 0 | 0 | 0 | 0 | 12988.0677 | -12988.0677 | -18554.3824 | 0 | 6920060.4445 | 6920.0604 | 210229.6844 | 6856.3592
5 | 12 | 22 | 19.4 | 0 | 0.24 | 0 | 0.44825 | 0 | 0 | 0 | 2.0838 | 0 | 0 | 0 | 0 | 10419.1999 | -10419.1999 | -14884.5713 | 0 | 6905175.8731 | 6905.1759 | 209777.4949 | 6841.6116
5 | 12 | 23 | 19.4 | 0 | 0.24 | 0 | 0.46792 | 0 | 0 | 0 | 1.6716 | 0 | 0 | 0 | 0 | 8357.9459 | -8357.9459 | -11939.9227 | 0 | 6893235.9504 | 6893.236 | 209414.7631 | 6829.7816
5 | 13 | 0 | 19.4 | 0 | 0.24 | 0 | 0.4846 | 0 | 0 | 0 | 1.4154 | 0 | 0 | 0 | 0 | 7076.9341 | -7076.9341 | -10109.9059 | 0 | 6883126.0445 | 6883.126 | 209107.6267 | 6819.7647
5 | 13 | 1 | 18.3 | 0 | 0.24 | 0 | 0.47322 | 0 | 0 | 0 | 1.1929 | 0 | 0 | 0 | 0 | 5964.7467 | -5964.7467 | -8521.0667 | 0 | 6874604.9778 | 6874.605 | 208848.7588 | 6811.3221
5 | 13 | 2 | 18.3 | 0 | 0.24 | 0 | 0.4598 | 0 | 0 | 0 | 1.0729 | 0 | 0 | 0 | 0 | 5364.7359 | -5364.7359 | -7663.9084 | 0 | 6866941.0694 | 6866.9411 | 208615.9312 | 6803.7288
5 | 13 | 3 | 17.2 | 0 | 0.24 | 0 | 0.43914 | 0 | 0 | 0 | 0.93173 | 0 | 0 | 0 | 0 | 4658.6394 | -4658.6394 | -6655.1992 | 0 | 6860285.8702 | 6860.2859 | 208413.748 | 6797.1348
5 | 13 | 4 | 17.2 | 0 | 0.24 | 0 | 0.40857 | 0 | 0 | 0 | 0.88336 | 0 | 0 | 0 | 0 | 4416.81 | -4416.81 | -6309.7285 | 0 | 6853976.1417 | 6853.9761 | 208222.06 | 6790.8832
5 | 13 | 5 | 15.6 | -2.7169 | 0.24 | -213.6228 | 0.41929 | 0 | -213.6228 | 0 | 0.89523 | 0 | 0 | 0 | 0 | 4476.1266 | -4689.7494 | -6699.642 | 0 | 6847276.4997 | 6847.2765 | 208018.5266 | 6784.2452
5 | 13 | 6 | 19.4 | 71.8511 | 0.24 | 5649.5685 | 0.41385 | 0 | 5649.5685 | 0 | 0.87127 | 0 | 0 | 0 | 0 | 4356.3526 | 1293.2159 | 0 | 905.2511 | 6848181.7508 | 6848.1818 | 208046.0279 | 6785.1421
5 | 13 | 7 | 20.6 | 128.7781 | 0.24 | 10125.6706 | 0.36632 | 0 | 10125.6706 | 0 | 0.93675 | 0 | 0 | 0 | 0 | 4683.7349 | 5441.9356 | 0 | 3809.3549 | 6851991.1058 | 6851.9911 | 208161.7551 | 6788.9164
5 | 13 | 8 | 22.8 | 285.4294 | 0.24 | 22442.9737 | 0.32466 | 0 | 22442.9737 | 0 | 1.0684 | 0 | 0 | 0 | 0 | 5341.9218 | 17101.052 | 0 | 11970.7364 | 6863961.8422 | 6863.9618 | 208525.4231 | 6800.777
5 | 13 | 9 | 23.3 | 463.0242 | 0.24 | 36407.0337 | 0.31559 | 0 | 36407.0337 | 0 | 1.2523 | 0 | 0 | 0 | 0 | 6261.33 | 30145.7037 | 0 | 21101.9926 | 6885063.8347 | 6885.0638 | 209166.4962 | 6821.6847
5 | 13 | 10 | 22.8 | 704.6689 | 0.24 | 55407.2695 | 0.28605 | 0 | 55407.2695 | 0 | 1.3919 | 0 | 0 | 0 | 0 | 6959.4415 | 48447.8279 | 0 | 33913.4796 | 6918977.3143 | 6918.9773 | 210196.7792 | 6855.286
5 | 13 | 11 | 25 | 887.1583 | 0.24 | 69756.1909 | 0.22189 | 0 | 69756.1909 | 0.8 | 1.4546 | 0 | 0 | 0 | 0 | 11273.2156 | 58482.9753 | 0 | 40938.0827 | 6959915.397 | 6959.9154 | 211440.4678 | 6895.8472
5 | 13 | 12 | 26.7 | 876.8578 | 0.2366 | 67969.5398 | 0.18838 | 0 | 67969.5398 | 2.16 | 2.231 | 0 | 0 | 0 | 0 | 21954.829 | 46014.7107 | 0 | 32210.2975 | 6992125.6945 | 6992.1257 | 212419.0084 | 6927.761
5 | 13 | 13 | 27.8 | 742.6647 | 0.2344 | 57032.2896 | 0.19283 | 0 | 57032.2896 | 3.04 | 2.9798 | 0 | 0 | 0 | 0 | 30098.8253 | 26933.4643 | 0 | 18853.425 | 7010979.1195 | 7010.9791 | 212991.7707 | 6946.4409
5 | 13 | 14 | 28.9 | 621.1751 | 0.2322 | 47254.8767 | 0.23998 | 0 | 47254.8767 | 3.92 | 2.7181 | 0 | 0 | 0 | 0 | 33190.6389 | 14064.2378 | 0 | 9844.9665 | 7020824.086 | 7020.8241 | 213290.8583 | 6956.1952
5 | 13 | 15 | 28.9 | 599.4142 | 0.2322 | 45599.4512 | 0.286 | 0 | 45599.4512 | 3.92 | 2.9775 | 0 | 0 | 0 | 0 | 34487.6206 | 11111.8306 | 0 | 7778.2814 | 7028602.3674 | 7028.6024 | 213527.1605 | 6963.9019
5 | 13 | 16 | 28.9 | 308.5255 | 0.2322 | 23470.5747 | 0.34338 | 0 | 23470.5747 | 3.92 | 2.8041 | 0 | 0 | 0 | 0 | 33620.6847 | -10150.11 | -14500.1572 | 0 | 7014102.2102 | 7014.1022 | 213086.6494 | 6949.5352
5 | 13 | 17 | 27.8 | 200.6131 | 0.2344 | 15405.9069 | 0.41814 | 0 | 15405.9069 | 3.04 | 2.8901 | 0 | 0 | 0 | 0 | 29650.5282 | -14244.6213 | -20349.4591 | 0 | 6993752.7511 | 6993.7528 | 212468.438 | 6929.3731
5 | 13 | 18 | 26.1 | 47.6066 | 0.2378 | 3708.9366 | 0.48269 | 0 | 3708.9366 | 1.68 | 2.3923 | 0 | 0 | 0 | 0 | 20361.7157 | -16652.7791 | -23789.6844 | 0 | 6969963.0668 | 6969.9631 | 211745.7134 | 6905.8024
5 | 13 | 19 | 25 | -0.93481 | 0.24 | -73.5029 | 0.48781 | 0 | -73.5029 | 0.8 | 1.7528 | 0 | 0 | 0 | 0 | 12764.1171 | -12837.62 | -18339.4571 | 0 | 6951623.6096 | 6951.6236 | 211188.5654 | 6887.6318
5 | 13 | 20 | 24.4 | 0 | 0.24 | 0 | 0.50022 | 0 | 0 | 0.32 | 1.9706 | 0 | 0 | 0 | 0 | 11452.7579 | -11452.7579 | -16361.0827 | 0 | 6935262.5269 | 6935.2625 | 210691.5198 | 6871.4213
5 | 13 | 21 | 23.9 | 0 | 0.24 | 0 | 0.49945 | 0 | 0 | 0 | 2.6248 | 0 | 0 | 0 | 0 | 13123.8116 | -13123.8116 | -18748.3023 | 0 | 6916514.2246 | 6916.5142 | 210121.9511 | 6852.8456
5 | 13 | 22 | 23.3 | 0 | 0.24 | 0 | 0.47222 | 0 | 0 | 0 | 2.0989 | 0 | 0 | 0 | 0 | 10494.4865 | -10494.4865 | -14992.1235 | 0 | 6901522.1011 | 6901.5221 | 209666.4942 | 6837.9915
5 | 13 | 23 | 23.3 | 0 | 0.24 | 0 | 0.43868 | 0 | 0 | 0 | 1.7042 | 0 | 0 | 0 | 0 | 8521.0667 | -8521.0667 | -12172.9525 | 0 | 6889349.1486 | 6889.3491 | 209296.683 | 6825.9306
5 | 14 | 0 | 22.8 | 0 | 0.24 | 0 | 0.39951 | 0 | 0 | 0 | 1.4111 | 0 | 0 | 0 | 0 | 7055.2607 | -7055.2607 | -10078.9439 | 0 | 6879270.2047 | 6879.2702 | 208990.4872 | 6815.9444
5 | 14 | 1 | 22.8 | 0 | 0.24 | 0 | 0.39226 | 0 | 0 | 0 | 1.2107 | 0 | 0 | 0 | 0 | 6053.7217 | -6053.7217 | -8648.1739 | 0 | 6870622.0308 | 6870.622 | 208727.7579 | 6807.3758
5 | 14 | 2 | 22.8 | 0 | 0.24 | 0 | 0.38256 | 0 | 0 | 0 | 1.0873 | 0 | 0 | 0 | 0 | 5436.6003 | -5436.6003 | -7766.5718 | 0 | 6862855.459 | 6862.8555 | 208491.8114 | 6799.6808
5 | 14 | 3 | 23.3 | 0 | 0.24 | 0 | 0.38021 | 0 | 0 | 0 | 0.95545 | 0 | 0 | 0 | 0 | 4777.2728 | -4777.2728 | -6824.6754 | 0 | 6856030.7836 | 6856.0308 | 208284.4795 | 6792.9189
5 | 14 | 4 | 23.3 | 0 | 0.24 | 0 | 0.35899 | 0 | 0 | 0 | 0.90891 | 0 | 0 | 0 | 0 | 4544.5689 | -4544.5689 | -6492.2413 | 0 | 6849538.5423 | 6849.5385 | 208087.2469 | 6786.4864
5 | 14 | 5 | 23.3 | 2.4667 | 0.24 | 193.951 | 0.348 | 0 | 193.951 | 0 | 0.87127 | 0 | 0 | 0 | 0 | 4356.3526 | -4162.4016 | -5946.2879 | 0 | 6843592.2544 | 6843.5923 | 207906.6001 | 6780.5949
5 | 14 | 6 | 23.9 | 48.5111 | 0.24 | 3814.3705 | 0.33395 | 0 | 3814.3705 | 0 | 0.86329 | 0 | 0 | 0 | 0 | 4316.4279 | -502.0575 | -717.2249 | 0 | 6842875.0294 | 6842.875 | 207884.811 | 6779.8843
5 | 14 | 7 | 25 | 131.8222 | 0.24 | 10365.0243 | 0.3 | 0 | 10365.0243 | 0.8 | 0.18162 | 0 | 0 | 0 | 0 | 4908.0814 | 5456.9428 | 0 | 3819.86 | 6846694.8894 | 6846.6949 | 208000.8574 | 6783.669
5 | 14 | 8 | 26.1 | 287.3585 | 0.2378 | 22387.5334 | 0.29837 | 0 | 22387.5334 | 1.68 | 0 | 0 | 0 | 0 | 0 | 8400 | 13987.5334 | 0 | 9791.2734 | 6856486.1628 | 6856.4862 | 208298.3138 | 6793.3701
5 | 14 | 9 | 27.2 | 141.1609 | 0.2356 | 10895.8239 | 0.30326 | 0 | 10895.8239 | 2.56 | 0 | 0 | 0 | 0 | 0 | 12800 | -1904.1761 | -2720.2516 | 0 | 6853765.9112 | 6853.7659 | 208215.6733 | 6790.6749
5 | 14 | 10 | 28.3 | 120.0444 | 0.2334 | 9179.3795 | 0.24769 | 0 | 9179.3795 | 3.44 | 0 | 0 | 0 | 0 | 0 | 17200 | -8020.6205 | -11458.0293 | 0 | 6842307.8819 | 6842.3079 | 207867.5812 | 6779.3223
5 | 14 | 11 | 30 | 871.3048 | 0.23 | 65655.0809 | 0.19482 | 0 | 65655.0809 | 4.8 | 0 | 0 | 0 | 0 | 0 | 24000 | 41655.0809 | 0 | 29158.5566 | 6871466.4385 | 6871.4664 | 208753.4108 | 6808.2125
5 | 14 | 12 | 30.6 | 943.0647 | 0.2288 | 70691.6142 | 0.16178 | 0 | 70691.6142 | 5.28 | 0 | 0 | 0 | 0 | 0 | 26400 | 44291.6142 | 0 | 31004.1299 | 6902470.5685 | 6902.4706 | 209695.3084 | 6838.9312
5 | 14 | 13 | 31.1 | 813.7638 | 0.2278 | 60732.6873 | 0.16782 | 0 | 60732.6873 | 5.68 | 0 | 0 | 0 | 0 | 0 | 28400 | 32332.6873 | 0 | 22632.8811 | 6925103.4496 | 6925.1034 | 210382.8896 | 6861.3557
5 | 14 | 14 | 30 | 751.8222 | 0.23 | 56651.7562 | 0.1838 | 0 | 56651.7562 | 4.8 | 0.74429 | 0 | 0 | 0 | 0 | 27721.4611 | 28930.295 | 0 | 20251.2065 | 6945354.6561 | 6945.3547 | 210998.1161 | 6881.4205
5 | 14 | 15 | 29.4 | 608.2074 | 0.2312 | 46069.1188 | 0.21991 | 0 | 46069.1188 | 4.32 | 2.0619 | 0 | 0 | 0 | 0 | 31909.4409 | 14159.6778 | 0 | 9911.7745 | 6955266.4306 | 6955.2664 | 211299.2333 | 6891.2411
5 | 14 | 16 | 30.6 | 397.7585 | 0.2288 | 29815.7633 | 0.27677 | 0 | 29815.7633 | 5.28 | 1.5965 | 0 | 0 | 0 | 0 | 34382.727 | -4566.9637 | -6524.2338 | 0 | 6948742.1968 | 6948.7422 | 211101.0288 | 6884.7769
5 | 14 | 17 | 29.4 | 190.8913 | 0.2312 | 14459.2 | 0.3179 | 0 | 14459.2 | 4.32 | 2.0788 | 0 | 0 | 0 | 0 | 31993.8531 | -17534.6532 | -25049.5045 | 0 | 6923692.6923 | 6923.6927 | 210340.0312 | 6859.958
5 | 14 | 18 | 28.3 | 43.7981 | 0.2334 | 3349.0903 | 0.33028 | 0 | 3349.0903 | 3.44 | 1.2515 | 0 | 0 | 0 | 0 | 23457.4543 | -20108.364 | -28726.2343 | 0 | 6894966.4579 | 6894.9665 | 209467.3354 | 6831.4962
5 | 14 | 19 | 27.8 | -3.8498 | 0.2344 | -295.6451 | 0.34945 | 0 | -295.6451 | 3.04 | 0.17591 | 0 | 0 | 0 | 0 | 16079.5602 | -16375.2054 | -23393.1505 | 0 | 6871573.3074 | 6871.5733 | 208756.6574 | 6808.3184
5 | 14 | 20 | 27.8 | 0 | 0.2344 | 0 | 0.39701 | 0 | 0 | 3.04 | 0 | 0 | 0 | 0 | 0 | 15200 | -15200 | -21714.2857 | 0 | 6849859.0217 | 6849.859 | 208096.9829 | 6786.804
5 | 14 | 21 | 27.2 | 0 | 0.2356 | 0 | 0.44459 | 0 | 0 | 2.56 | 0.68908 | 0 | 0 | 0 | 0 | 16245.4141 | -16245.4141 | -23207.7344 | 0 | 6826651.2873 | 6826.6513 | 207391.9378 | 6763.8099
5 | 14 | 22 | 27.2 | 0 | 0.2356 | 0 | 0.43956 | 0 | 0 | 2.56 | 0.129 | 0 | 0 | 0 | 0 | 13444.9832 | -13444.9832 | -19207.1188 | 0 | 6807444.1685 | 6807.4442 | 206808.4304 | 6744.7795
5 | 14 | 23 | 26.1 | 0 | 0.2378 | 0 | 0.44191 | 0 | 0 | 1.68 | 0.47482 | 0 | 0 | 0 | 0 | 10774.0897 | -10774.0897 | -15391.5567 | 0 | 6792052.6118 | 6792.0526 | 206340.8388 | 6729.5297
5 | 15 | 0 | 25 | 0 | 0.24 | 0 | 0.43702 | 0 | 0 | 0.8 | 1.031 | 0 | 0 | 0 | 0 | 9154.9263 | -9154.9263 | -13078.4662 | 0 | 6778974.1456 | 6778.9741 | 205943.5183 | 6716.5716
5 | 15 | 1 | 23.9 | 0 | 0.24 | 0 | 0.44878 | 0 | 0 | 0 | 1.55 | 0 | 0 | 0 | 0 | 7749.9501 | -7749.9501 | -11071.3573 | 0 | 6767902.7883 | 6767.9028 | 205607.1733 | 6705.6022
5 | 15 | 2 | 23.3 | 0 | 0.24 | 0 | 0.44082 | 0 | 0 | 0 | 1.3839 | 0 | 0 | 0 | 0 | 6919.5168 | -6919.5168 | -9885.0241 | 0 | 6758017.7642 | 6758.0178 | 205306.8688 | 6695.8081
5 | 15 | 3 | 23.3 | 0 | 0.24 | 0 | 0.41034 | 0 | 0 | 0 | 1.3294 | 0 | 0 | 0 | 0 | 6646.8883 | -6646.8883 | -9495.5548 | 0 | 6748522.2095 | 6748.5222 | 205018.3962 | 6686.4
5 | 15 | 4 | 23.3 | 0 | 0.24 | 0 | 0.35865 | 0 | 0 | 0 | 1.2219 | 0 | 0 | 0 | 0 | 6109.6163 | -6109.6163 | -8728.0232 | 0 | 6739794.1863 | 6739.7942 | 204753.2411 | 6677.7523
5 | 15 | 5 | 23.3 | 0.1261 | 0.24 | 9.9152 | 0.3522 | 0 | 9.9152 | 0 | 1.206 | 0 | 0 | 0 | 0 | 6029.7669 | -6019.8517 | -8599.7881 | 0 | 6731194.3981 | 6731.1944 | 204491.9817 | 6669.2317
5 | 15 | 6 | 23.3 | 65.13 | 0.24 | 5121.0974 | 0.32832 | 0 | 5121.0974 | 0 | 1.1304 | 0 | 0 | 0 | 0 | 5652.1935 | -531.0961 | -758.7087 | 0 | 6730435.6894 | 6730.4357 | 204468.9323 | 6668.48
5 | 15 | 7 | 25 | 98.6667 | 0.24 | 7758.0416 | 0.2635 | 0 | 7758.0416 | 0.8 | 0.4766 | 0 | 0 | 0 | 0 | 6383.0131 | 1375.0285 | 0 | 962.52 | 6731398.2094 | 6731.3982 | 204498.1734 | 6669.4336
5 | 15 | 8 | 26.1 | 356.433 | 0.2378 | 27768.9915 | 0.18275 | 0 | 27768.9915 | 1.68 | 0 | 0 | 0 | 0 | 0 | 8400 | 19368.9915 | 0 | 13558.294 | 6744956.5034 | 6744.9565 | 204910.071 | 6682.8671
5 | 15 | 9 | 26.7 | 222.4382 | 0.2366 | 17242.2699 | 0.15669 | 0 | 17242.2699 | 2.16 | 0.26279 | 0 | 0 | 0 | 0 | 12113.9666 | 5128.3033 | 0 | 3589.8123 | 6748546.3158 | 6748.5463 | 205019.1286 | 6686.4239
5 | 15 | 10 | 28.3 | 753.2778 | 0.2334 | 57600.5266 | 0.11083 | 0 | 57600.5266 | 3.44 | 0.76509 | 0 | 0 | 0 | 0 | 21025.4711 | 36575.0555 | 0 | 25602.5388 | 6774148.8546 | 6774.1489 | 205796.9272 | 6711.7907
5 | 15 | 11 | 28.9 | 629.4828 | 0.2322 | 47886.872 | 0.077542 | 0 | 47886.872 | 3.92 | 1.0865 | 0 | 0 | 0 | 0 | 25032.3164 | 22854.5556 | 0 | 15998.1889 | 6790147.0435 | 6790.147 | 206282.9482 | 6727.6416
5 | 15 | 12 | 30 | 880.1401 | 0.23 | 66320.8485 | 0.090736 | 0 | 66320.8485 | 4.8 | 0.523 | 0 | 0 | 0 | 0 | 26614.9772 | 39705.8712 | 0 | 27794.1099 | 6817941.1534 | 6817.9412 | 207127.3262 | 6755.1799
5 | 15 | 13 | 31.1 | 514.4468 | 0.2278 | 38394.1114 | 0.11604 | 0 | 38394.1114 | 5.68 | 0 | 0 | 0 | 0 | 0 | 28400 | 9994.1114 | 0 | 6995.878 | 6824937.0314 | 6824.937 | 207339.8592 | 6762.1114
5 | 15 | 14 | 31.7 | 628.4175 | 0.2266 | 46652.8954 | 0.13983 | 0 | 46652.8954 | 6.16 | 0.0078119 | 0 | 0 | 0 | 0 | 30839.0594 | 15813.836 | 0 | 11069.6852 | 6836006.7166 | 6836.0067 | 207676.1534 | 6773.0792
5 | 15 | 15 | 31.7 | 492.8704 | 0.2266 | 36590.0572 | 0.19132 | 0 | 36590.0572 | 6.16 | 0.80106 | 0 | 0 | 0 | 0 | 34805.2908 | 1784.7664 | 0 | 1249.3365 | 6837256.0531 | 6837.2561 | 207714.1079 | 6774.317
5 | 15 | 16 | 31.1 | 424.2114 | 0.2278 | 31659.6783 | 0.23507 | 0 | 31659.6783 | 5.68 | 1.5348 | 0 | 0 | 0 | 0 | 36074.2064 | -4414.5281 | -6306.4687 | 0 | 6830949.5844 | 6830.9496 | 207522.519 | 6768.0686
5 | 15 | 17 | 30.6 | 209.4055 | 0.2288 | 15696.9236 | 0.27041 | 0 | 15696.9236 | 5.28 | 1.464 | 0 | 0 | 0 | 0 | 33719.9774 | -18023.0538 | -25747.2198 | 0 | 6805202.3646 | 6805.2024 | 206740.325 | 6742.5584
5 | 15 | 18 | 29.4 | 45.6088 | 0.2312 | 3454.6746 | 0.33882 | 0 | 3454.6746 | 4.32 | 0.73867 | 0 | 0 | 0 | 0 | 25293.3516 | -21838.6771 | -31198.1101 | 0 | 6774004.2545 | 6774.0043 | 205792.5343 | 6711.6475
5 | 15 | 19 | 28.3 | -4.3264 | 0.2334 | -330.8216 | 0.33499 | 0 | -330.8216 | 3.44 | 0 | 0 | 0 | 0 | 0 | 17200 | -17530.8216 | -25044.0308 | 0 | 6748960.2237 | 6748.9602 | 205031.703 | 6686.834
5 | 15 | 20 | 27.2 | 0 | 0.2356 | 0 | 0.37877 | 0 | 0 | 2.56 | 0.19105 | 0 | 0 | 0 | 0 | 13755.2549 | -13755.2549 | -19650.3642 | 0 | 6729309.8595 | 6729.3099 | 204434.7299 | 6667.3645
5 | 15 | 21 | 26.7 | 0 | 0.2366 | 0 | 0.42668 | 0 | 0 | 2.16 | 0.79459 | 0 | 0 | 0 | 0 | 14772.95 | -14772.95 | -21104.2143 | 0 | 6708205.6452 | 6708.2056 | 203793.5892 | 6646.4545
5 | 15 | 22 | 25.6 | 0 | 0.2388 | 0 | 0.44694 | 0 | 0 | 1.28 | 1.0676 | 0 | 0 | 0 | 0 | 11738.1717 | -11738.1717 | -16768.8167 | 0 | 6691436.8285 | 6691.4368 | 203284.1568 | 6629.8401
5 | 15 | 23 | 24.4 | 0 | 0.24 | 0 | 0.46413 | 0 | 0 | 0.32 | 1.4732 | 0 | 0 | 0 | 0 | 8966.0209 | -8966.0209 | -12808.6013 | 0 | 6678628.2272 | 6678.6282 | 202895.0348 | 6617.1494
5 | 16 | 0 | 23.9 | 0 | 0.24 | 0 | 0.44287 | 0 | 0 | 0 | 1.4492 | 0 | 0 | 0 | 0 | 7245.7585 | -7245.7585 | -10351.0836 | 0 | 6668277.1437 | 6668.2771 | 202580.5715 | 6606.8936
5 | 16 | 1 | 23.9 | 0 | 0.24 | 0 | 0.41927 | 0 | 0 | 0 | 1.3052 | 0 | 0 | 0 | 0 | 6525.9736 | -6525.9736 | -9322.8194 | 0 | 6658954.3242 | 6658.9543 | 202297.3466 | 6597.6566
5 | 16 | 2 | 23.9 | 0 | 0.24 | 0 | 0.37454 | 0 | 0 | 0 | 1.1366 | 0 | 0 | 0 | 0 | 5682.9926 | -5682.9926 | -8118.5608 | 0 | 6650835.7634 | 6650.8358 | 202050.7067 | 6589.6128
5 | 16 | 3 | 22.8 | 0 | 0.24 | 0 | 0.35021 | 0 | 0 | 0 | 1.0246 | 0 | 0 | 0 | 0 | 5122.9064 | -5122.9064 | -7318.4377 | 0 | 6643517.3257 | 6643.5173 | 201828.3745 | 6582.3617
5 | 16 | 4 | 22.8 | 0 | 0.24 | 0 | 0.32781 | 0 | 0 | 0 | 0.9518 | 0 | 0 | 0 | 0 | 4759.0215 | -4759.0215 | -6798.6021 | 0 | 6636718.7236 | 6636.7187 | 201621.8346 | 6575.6257
5 | 16 | 5 | 23.3 | 0.82222 | 0.24 | 64.6503 | 0.32045 | 0 | 64.6503 | 0 | 0.96025 | 0 | 0 | 0 | 0 | 4801.2276 | -4736.5772 | -6766.5389 | 0 | 6629952.1848 | 6629.9522 | 201416.2689 | 6568.9214
5 | 16 | 6 | 23.3 | 19.7333 | 0.24 | 1551.6083 | 0.30441 | 0 | 1551.6083 | 0 | 0.9899 | 0 | 0 | 0 | 0 | 4949.5192 | -3397.9109 | -4854.1584 | 0 | 6625098.0263 | 6625.098 | 201268.8008 | 6564.112
5 | 16 | 7 | 22.8 | 64.1333 | 0.24 | 5042.727 | 0.25064 | 0 | 5042.727 | 0 | 1.3168 | 0 | 0 | 0 | 0 | 6584.1496 | -1541.4225 | -2202.0322 | 0 | 6622895.9942 | 6622.896 | 201201.9036 | 6561.9302
5 | 16 | 8 | 23.9 | 78.1111 | 0.24 | 6141.7829 | 0.24706 | 0 | 6141.7829 | 0 | 2.4119 | 0 | 0 | 0 | 0 | 12059.5338 | -5917.7509 | -8453.9298 | 0 | 6614442.0644 | 6614.4421 | 200945.0754 | 6553.5541
5 | 16 | 9 | 25 | 101.9556 | 0.24 | 8016.643 | 0.24871 | 0 | 8016.643 | 0.8 | 3.0233 | 0 | 0 | 0 | 0 | 19116.7035 | -11100.0606 | -15857.2294 | 0 | 6598584.835 | 6598.5848 | 200463.3368 | 6537.8428
5 | 16 | 10 | 25.6 | 120.0444 | 0.2388 | 9391.7559 | 0.23418 | 0 | 9391.7559 | 1.28 | 3.1239 | 0 | 0 | 0 | 0 | 22019.3463 | -12627.5905 | -18039.4149 | 0 | 6580545.42 | 6580.5454 | 199915.3039 | 6519.9695
5 | 16 | 11 | 28.3 | 144.8145 | 0.2334 | 11073.4571 | 0.22612 | 0 | 11073.4571 | 3.44 | 1.6193 | 0 | 0 | 0 | 0 | 25296.2708 | -14222.8137 | -20318.3053 | 0 | 6560227.1147 | 6560.2271 | 199298.0389 | 6499.8382
5 | 16 | 12 | 28.9 | 153.1921 | 0.2322 | 11653.8367 | 0.25217 | 0 | 11653.8367 | 3.92 | 1.6443 | 0 | 0 | 0 | 0 | 27821.3402 | -16167.5036 | -23096.4337 | 0 | 6537130.6811 | 6537.1307 | 198596.3751 | 6476.9544
5 | 16 | 13 | 30.6 | 154.7603 | 0.2288 | 11600.7511 | 0.27888 | 0 | 11600.7511 | 5.28 | 0.13758 | 0 | 0 | 0 | 0 | 27087.9182 | -15487.1671 | -22124.5245 | 0 | 6515006.1566 | 6515.0062 | 197924.2377 | 6455.0335
5 | 16 | 14 | 32.2 | 159.5009 | 0.2256 | 11788.8846 | 0.29915 | 0 | 11788.8846 | 6.56 | 0 | 0 | 0 | 0 | 0 | 32800 | -21011.1154 | -30015.8791 | 0 | 6484990.2775 | 6484.9903 | 197012.3629 | 6425.2939
5 | 16 | 15 | 32.2 | 117.5778 | 0.2256 | 8690.2996 | 0.31503 | 0 | 8690.2996 | 6.56 | 0.31821 | 0 | 0 | 0 | 0 | 34391.0287 | -25700.7291 | -36715.3273 | 0 | 6448274.9502 | 6448.275 | 195896.9605 | 6388.9166
5 | 16 | 16 | 32.2 | 108.5333 | 0.2256 | 8021.815 | 0.33047 | 0 | 8021.815 | 6.56 | 0.42315 | 0 | 0 | 0 | 0 | 34915.753 | -26893.938 | -38419.9114 | 0 | 6409855.0388 | 6409.855 | 194729.7733 | 6350.8503
5 | 16 | 17 | 32.2 | 135.8086 | 0.2256 | 10037.7608 | 0.37189 | 0 | 10037.7608 | 6.56 | 0 | 0 | 0 | 0 | 0 | 32800 | -22762.2392 | -32517.4846 | 0 | 6377337.5542 | 6377.3376 | 193741.9004 | 6318.6322
5 | 16 | 18 | 28.9 | 50.0967 | 0.2322 | 3811.0237 | 0.40234 | 0 | 3811.0237 | 3.92 | 0.63543 | 0 | 0 | 0 | 0 | 22777.1425 | -18966.1188 | -27094.4554 | 0 | 6350243.0988 | 6350.2431 | 192918.7777 | 6291.7872
5 | 16 | 19 | 26.7 | -4.3048 | 0.2366 | -333.6882 | 0.43099 | 0 | -333.6882 | 2.16 | 0.81124 | 0 | 0 | 0 | 0 | 14856.2215 | -15189.9097 | -21699.8711 | 0 | 6328543.2277 | 6328.5432 | 192259.5411 | 6270.287
5 | 16 | 20 | 25 | 0 | 0.24 | 0 | 0.49323 | 0 | 0 | 0.8 | 1.7382 | 0 | 0 | 0 | 0 | 12691.112 | -12691.112 | -18130.16 | 0 | 6310413.0677 | 6310.4131 | 191708.7514 | 6252.3238
5 | 16 | 21 | 22.8 | 0 | 0.24 | 0 | 0.5525 | 0 | 0 | 0 | 2.7432 | 0 | 0 | 0 | 0 | 13715.8375 | -13715.8375 | -19594.0536 | 0 | 6290819.0141 | 6290.819 | 191113.489 | 6232.9101
5 | 16 | 22 | 21.1 | 0 | 0.24 | 0 | 0.57139 | 0 | 0 | 0 | 2.187 | 0 | 0 | 0 | 0 | 10934.7986 | -10934.7986 | -15621.1409 | 0 | 6275197.8732 | 6275.1979 | 190638.9227 | 6217.4327
5 | 16 | 23 | 19.4 | 0 | 0.24 | 0 | 0.59292 | 0 | 0 | 0 | 1.8023 | 0 | 0 | 0 | 0 | 9011.5699 | -9011.5699 | -12873.6713 | 0 | 6262324.2019 | 6262.3242 | 190247.8239 | 6204.6776
5 | 17 | 0 | 18.9 | 0 | 0.24 | 0 | 0.58814 | 0 | 0 | 0 | 1.4902 | 0 | 0 | 0 | 0 | 7451.0854 | -7451.0854 | -10644.4077 | 0 | 6251679.7942 | 6251.6798 | 189924.4494 | 6194.1312
5 | 17 | 1 | 17.2 | 0 | 0.24 | 0 | 0.57077 | 0 | 0 | 0 | 1.253 | 0 | 0 | 0 | 0 | 6264.7521 | -6264.7521 | -8949.6459 | 0 | 6242730.1483 | 6242.7301 | 189652.5615 | 6185.2639
5 | 17 | 2 | 17.8 | 0 | 0.24 | 0 | 0.56547 | 0 | 0 | 0 | 1.1489 | 0 | 0 | 0 | 0 | 5744.5906 | -5744.5906 | -8206.5581 | 0 | 6234523.5903 | 6234.5236 | 189403.2483 | 6177.1329
5 | 17 | 3 | 15.6 | 0 | 0.24 | 0 | 0.54195 | 0 | 0 | 0 | 1.0004 | 0 | 0 | 0 | 0 | 5001.9916 | -5001.9916 | -7145.7024 | 0 | 6227377.8879 | 6227.3779 | 189186.1637 | 6170.053
5 | 17 | 4 | 15 | 0 | 0.24 | 0 | 0.5293 | 0 | 0 | 0 | 1.0038 | 0 | 0 | 0 | 0 | 5019.1022 | -5019.1022 | -7170.146 | 0 | 6220207.7419 | 6220.2077 | 188968.3365 | 6162.9488
5 | 17 | 5 | 15 | -8.3939 | 0.24 | -659.9985 | 0.50215 | 0 | -659.9985 | 0 | 1.0342 | 0 | 0 | 0 | 0 | 5170.816 | -5830.8145 | -8329.735 | 0 | 6211878.0068 | 6211.878 | 188715.2812 | 6154.6958
5 | 17 | 6 | 17.2 | 62.1705 | 0.24 | 4888.3938 | 0.49887 | 0 | 4888.3938 | 0 | 0.98466 | 0 | 0 | 0 | 0 | 4923.283 | -34.8892 | -49.8417 | 0 | 6211828.1651 | 6211.8282 | 188713.767 | 6154.6464
5 | 17 | 7 | 18.9 | 204.2154 | 0.24 | 16057.2134 | 0.4629 | 0 | 16057.2134 | 0 | 1.1302 | 0 | 0 | 0 | 0 | 5651.0528 | 10406.1605 | 0 | 7284.3124 | 6219112.4775 | 6219.1125 | 188935.0626 | 6161.8636
5 | 17 | 8 | 20 | 456.7142 | 0.24 | 35910.8906 | 0.47859 | 0 | 35910.8906 | 0 | 1.806 | 0 | 0 | 0 | 0 | 9029.8212 | 26881.0694 | 0 | 18816.7486 | 6237929.2261 | 6237.9292 | 189506.7107 | 6180.5072
5 | 17 | 9 | 21.7 | 623.8727 | 0.24 | 49054.3634 | 0.51794 | 0 | 49054.3634 | 0 | 3.5307 | 0 | 0 | 0 | 0 | 17653.5514 | 31400.812 | 0 | 21980.5684 | 6259909.7944 | 6259.9098 | 190174.4748 | 6202.2854
5 | 17 | 10 | 23.9 | 823.2871 | 0.24 | 64734.0759 | 0.52076 | 0 | 64734.0759 | 0 | 5.2073 | 0 | 0 | 0 | 0 | 26036.5928 | 38697.4831 | 0 | 27088.2382 | 6286998.0326 | 6286.998 | 190997.4086 | 6229.1243
5 | 17 | 11 | 25 | 895.8207 | 0.24 | 70437.3069 | 0.49437 | 0 | 70437.3069 | 0.8 | 4.4976 | 0 | 0 | 0 | 0 | 26487.9396 | 43949.3673 | 0 | 30764.5571 | 6317762.5897 | 6317.7626 | 191932.028 | 6259.6056
5 | 17 | 12 | 26.1 | 956.5858 | 0.2378 | 74525.721 | 0.50807 | 0 | 74525.721 | 1.68 | 3.3768 | 0 | 0 | 0 | 0 | 25283.858 | 49241.8631 | 0 | 34469.3041 | 6352231.8939 | 6352.2319 | 192979.1968 | 6293.7576
5 | 17 | 13 | 27.2 | 912.9044 | 0.2356 | 70464.5975 | 0.53389 | 0 | 70464.5975 | 2.56 | 2.6438 | 0 | 0 | 0 | 0 | 26018.9749 | 44445.6225 | 0 | 31111.9358 | 6383343.8296 | 6383.3438 | 193924.3695 | 6324.5832
5 | 17 | 14 | 26.7 | 781.2119 | 0.2366 | 60555.5583 | 0.56053 | 0 | 60555.5583 | 2.16 | 3.5044 | 0 | 0 | 0 | 0 | 28322.2446 | 32233.3136 | 0 | 22563.3195 | 6405907.1492 | 6405.9071 | 194609.8374 | 6346.9388
5 | 17 | 15 | 27.2 | 631.5205 | 0.2356 | 48745.3426 | 0.57079 | 0 | 48745.3426 | 2.56 | 4.1345 | 0 | 0 | 0 | 0 | 33472.3417 | 15273.0008 | 0 | 10691.1006 | 6416598.2498 | 6416.5982 | 194934.6304 | 6357.5315
5 | 17 | 16 | 27.2 | 423.8349 | 0.2356 | 32714.6624 | 0.60596 | 0 | 32714.6624 | 2.56 | 4.5618 | 0 | 0 | 0 | 0 | 35608.8823 | -2894.2199 | -4134.5999 | 0 | 6412463.6499 | 6412.4636 | 194809.0223 | 6353.4349
5 | 17 | 17 | 26.1 | 209.261 | 0.2378 | 16303.1119 | 0.63708 | 0 | 16303.1119 | 1.68 | 4.8601 | 0 | 0 | 0 | 0 | 32700.7222 | -16397.6103 | -23425.1576 | 0 | 6389038.4922 | 6389.0385 | 194097.3719 | 6330.2254
5 | 17 | 18 | 23.9 | 41.6552 | 0.24 | 3275.2961 | 0.64953 | 0 | 3275.2961 | 0 | 4.7481 | 0 | 0 | 0 | 0 | 23740.3535 | -20465.0574 | -29235.7963 | 0 | 6359802.696 | 6359.8027 | 193209.1958 | 6301.2588
5 | 17 | 19 | 21.1 | -7.2762 | 0.24 | -572.1216 | 0.67006 | 0 | -572.1216 | 0 | 2.9813 | 0 | 0 | 0 | 0 | 14906.7336 | -15478.8553 | -22112.6504 | 0 | 6337690.0456 | 6337.69 | 192537.4191 | 6279.3497
5 | 17 | 20 | 20.6 | 0 | 0.24 | 0 | 0.66487 | 0 | 0 | 0 | 2.5438 | 0 | 0 | 0 | 0 | 12718.8613 | -12718.8613 | -18169.8019 | 0 | 6319520.2437 | 6319.5202 | 191985.4251 | 6261.3471
5 | 17 | 21 | 20 | 0 | 0.24 | 0 | 0.66398 | 0 | 0 | 0 | 2.7817 | 0 | 0 | 0 | 0 | 13908.6167 | -13908.6167 | -19869.4524 | 0 | 6299650.7913 | 6299.6508 | 191381.7962 | 6241.6606
5 | 17 | 22 | 20 | 0 | 0.24 | 0 | 0.67589 | 0 | 0 | 0 | 2.2214 | 0 | 0 | 0 | 0 | 11107.0451 | -11107.0451 | -15867.2073 | 0 | 6283783.584 | 6283.7836 | 190899.7545 | 6225.9394
5 | 17 | 23 | 21.7 | 0 | 0.24 | 0 | 0.64384 | 0 | 0 | 0 | 1.7859 | 0 | 0 | 0 | 0 | 8929.4391 | -8929.4391 | -12756.3416 | 0 | 6271027.2424 | 6271.0272 | 190512.22 | 6213.3005
5 | 18 | 0 | 21.1 | 0 | 0.24 | 0 | 0.64797 | 0 | 0 | 0 | 1.4669 | 0 | 0 | 0 | 0 | 7334.7335 | -7334.7335 | -10478.1907 | 0 | 6260549.0517 | 6260.5491 | 190193.8952 | 6202.9188
5 | 18 | 1 | 21.1 | 0 | 0.24 | 0 | 0.61064 | 0 | 0 | 0 | 1.3038 | 0 | 0 | 0 | 0 | 6519.1294 | -6519.1294 | -9313.042 | 0 | 6251236.0098 | 6251.236 | 189910.9674 | 6193.6915
5 | 18 | 2 | 21.1 | 0 | 0.24 | 0 | 0.59677 | 0 | 0 | 0 | 1.1754 | 0 | 0 | 0 | 0 | 5876.9124 | -5876.9124 | -8395.5892 | 0 | 6242840.4206 | 6242.8404 | 189655.9115 | 6185.3731
5 | 18 | 3 | 21.7 | 0 | 0.24 | 0 | 0.58538 | 0 | 0 | 0 | 1.0834 | 0 | 0 | 0 | 0 | 5417.2083 | -5417.2083 | -7738.869 | 0 | 6235101.5516 | 6235.1016 | 189420.8066 | 6177.7055
5 | 18 | 4 | 21.7 | 0 | 0.24 | 0 | 0.53459 | 0 | 0 | 0 | 1.0597 | 0 | 0 | 0 | 0 | 5298.575 | -5298.575 | -7569.3928 | 0 | 6227532.1588 | 6227.5322 | 189190.8504 | 6170.2058
5 | 18 | 5 | 21.1 | -11.6504 | 0.24 | -916.0603 | 0.51286 | 0 | -916.0603 | 0 | 1.0164 | 0 | 0 | 0 | 0 | 5081.841 | -5997.9013 | -8568.4305 | 0 | 6218963.7283 | 6218.9637 | 188930.5436 | 6161.7162
5 | 18 | 6 | 22.2 | 61.2814 | 0.24 | 4818.4804 | 0.50948 | 0 | 4818.4804 | 0 | 1.0237 | 0 | 0 | 0 | 0 | 5118.3436 | -299.8632 | -428.376 | 0 | 6218535.3523 | 6218.5354 | 188917.5297 | 6161.2918
5 | 18 | 7 | 22.8 | 250.4154 | 0.24 | 19689.8609 | 0.45968 | 0 | 19689.8609 | 0 | 1.6424 | 0 | 0 | 0 | 0 | 8211.9357 | 11477.9252 | 0 | 8034.5477 | 6226569.9 | 6226.5699 | 189161.6172 | 6169.2524
5 | 18 | 8 | 23.9 | 463.6324 | 0.24 | 36454.8617 | 0.46838 | 0 | 36454.8617 | 0 | 3.5223 | 0 | 0 | 0 | 0 | 17611.3453 | 18843.5164 | 0 | 13190.4615 | 6239760.3614 | 6239.7604 | 189562.3401 | 6182.3214
5 | 18 | 9 | 24.4 | 664.9299 | 0.24 | 52282.6407 | 0.51089 | 0 | 52282.6407 | 0.32 | 4.2581 | 0 | 0 | 0 | 0 | 22890.6074 | 29392.0332 | 0 | 20574.4233 | 6260334.7847 | 6260.3348 | 190187.3859 | 6202.7065
5 | 18 | 10 | 25.6 | 824.0993 | 0.2388 | 64473.9519 | 0.52753 | 0 | 64473.9519 | 1.28 | 3.3623 | 0 | 0 | 0 | 0 | 23211.3831 | 41262.5688 | 0 | 28883.7982 | 6289218.5828 | 6289.2186 | 191064.8683 | 6231.3244
5 | 18 | 11 | 26.1 | 920.8071 | 0.2378 | 71738.2739 | 0.53193 | 0 | 71738.2739 | 1.68 | 3.0813 | 0 | 0 | 0 | 0 | 23806.6449 | 47931.629 | 0 | 33552.1403 | 6322770.7231 | 6322.7707 | 192084.1739 | 6264.5677
5 | 18 | 12 | 27.2 | 955.6125 | 0.2356 | 73761.1243 | 0.54171 | 0 | 73761.1243 | 2.56 | 2.5195 | 0 | 0 | 0 | 0 | 25397.2907 | 48363.8336 | 0 | 33854.6835 | 6356625.4067 | 6356.6254 | 193112.6706 | 6298.1107
5 | 18 | 13 | 27.2 | 912.0046 | 0.2356 | 70395.1491 | 0.57741 | 0 | 70395.1491 | 2.56 | 2.6303 | 0 | 0 | 0 | 0 | 25951.6733 | 44443.4758 | 0 | 31110.433 | 6387735.8397 | 6387.7358 | 194057.7977 | 6328.9348
5 | 18 | 14 | 26.1 | 793.3015 | 0.2378 | 61804.564 | 0.59426 | 0 | 61804.564 | 1.68 | 3.9722 | 0 | 0 | 0 | 0 | 28261.0982 | 33543.4659 | 0 | 23480.4261 | 6411216.2658 | 6411.2163 | 194771.1271 | 6352.199
5 | 18 | 15 | 25.6 | 630.7455 | 0.2388 | 49346.7881 | 0.60838 | 0 | 49346.7881 | 1.28 | 5.3706 | 0 | 0 | 0 | 0 | 33253.0097 | 16093.7785 | 0 | 11265.6449 | 6422481.9107 | 6422.4819 | 195113.3745 | 6363.361
5 | 18 | 16 | 25 | 424.7247 | 0.24 | 33395.5919 | 0.59828 | 0 | 33395.5919 | 0.8 | 5.9285 | 0 | 0 | 0 | 0 | 33642.4417 | -246.8497 | -352.6425 | 0 | 6422129.2683 | 6422.1293 | 195102.6613 | 6363.0116
5 | 18 | 17 | 23.3 | 209.864 | 0.24 | 16501.354 | 0.62761 | 0 | 16501.354 | 0 | 6.0081 | 0 | 0 | 0 | 0 | 30040.4675 | -13539.1135 | -19341.5907 | 0 | 6402787.6775 | 6402.7877 | 194515.0687 | 6343.848
5 | 18 | 18 | 21.7 | 40.2484 | 0.24 | 3164.6819 | 0.59977 | 0 | 3164.6819 | 0 | 4.2968 | 0 | 0 | 0 | 0 | 21484.0389 | -18319.357 | -26170.51 | 0 | 6376617.1675 | 6376.6172 | 193720.0152 | 6317.9184
5 | 18 | 19 | 21.7 | -7.7769 | 0.24 | -611.4845 | 0.58005 | 0 | -611.4845 | 0 | 2.7256 | 0 | 0 | 0 | 0 | 13628.0032 | -14239.4878 | -20342.1254 | 0 | 6356275.0422 | 6356.275 | 193102.0266 | 6297.7636
5 | 18 | 20 | 21.7 | 0 | 0.24 | 0 | 0.59065 | 0 | 0 | 0 | 2.5212 | 0 | 0 | 0 | 0 | 12605.9315 | -12605.9315 | -18008.4736 | 0 | 6338266.5686 | 6338.2666 | 192554.9337 | 6279.9209
5 | 18 | 21 | 21.1 | 0 | 0.24 | 0 | 0.54512 | 0 | 0 | 0 | 2.6964 | 0 | 0 | 0 | 0 | 13481.993 | -13481.993 | -19259.99 | 0 | 6319006.5786 | 6319.0066 | 191969.8201 | 6260.8382
5 | 18 | 22 | 21.7 | 0 | 0.24 | 0 | 0.55622 | 0 | 0 | 0 | 2.1692 | 0 | 0 | 0 | 0 | 10845.8236 | -10845.8236 | -15494.0338 | 0 | 6303512.5448 | 6303.5125 | 191499.1153 | 6245.4868
5 | 18 | 23 | 22.8 | 0 | 0.24 | 0 | 0.55345 | 0 | 0 | 0 | 1.8096 | 0 | 0 | 0 | 0 | 9048.0725 | -9048.0725 | -12925.8178 | 0 | 6290586.727 | 6290.5867 | 191106.4322 | 6232.6799
5 | 19 | 0 | 23.3 | 0 | 0.24 | 0 | 0.55106 | 0 | 0 | 0 | 1.5612 | 0 | 0 | 0 | 0 | 7805.8447 | -7805.8447 | -11151.2067 | 0 | 6279435.5203 | 6279.4355 | 190767.6614 | 6221.6314
5 | 19 | 1 | 23.3 | 0 | 0.24 | 0 | 0.50437 | 0 | 0 | 0 | 1.4291 | 0 | 0 | 0 | 0 | 7145.3764 | -7145.3764 | -10207.6806 | 0 | 6269227.8397 | 6269.2278 | 190457.5546 | 6211.5177
5 | 19 | 2 | 23.3 | 0 | 0.24 | 0 | 0.49438 | 0 | 0 | 0 | 1.1834 | 0 | 0 | 0 | 0 | 5916.8371 | -5916.8371 | -8452.6244 | 0 | 6260775.2153 | 6260.7752 | 190200.766 | 6203.1428
5 | 19 | 3 | 23.3 | 0 | 0.24 | 0 | 0.48077 | 0 | 0 | 0 | 1.0127 | 0 | 0 | 0 | 0 | 5063.5897 | -5063.5897 | -7233.6996 | 0 | 6253541.5157 | 6253.5415 | 189981.0081 | 6195.9757
5 | 19 | 4 | 23.9 | 0 | 0.24 | 0 | 0.44383 | 0 | 0 | 0 | 0.98352 | 0 | 0 | 0 | 0 | 4917.5795 | -4917.5795 | -7025.1135 | 0 | 6246516.4021 | 6246.5164 | 189767.5869 | 6189.0153
5 | 19 | 5 | 23.9 | -8.2235 | 0.24 | -646.6014 | 0.438 | 0 | -646.6014 | 0 | 0.9518 | 0 | 0 | 0 | 0 | 4759.0215 | -5405.6229 | -7722.3184 | 0 | 6238794.0838 | 6238.7941 | 189532.9848 | 6181.3641
5 | 19 | 6 | 24.4 | 67.2084 | 0.24 | 5284.5177 | 0.39863 | 0 | 5284.5177 | 0.32 | 0.63205 | 0 | 0 | 0 | 0 | 4760.2414 | 524.2764 | 0 | 366.9935 | 6239161.0772 | 6239.1611 | 189544.134 | 6181.7277
5 | 19 | 7 | 24.4 | 249.433 | 0.24 | 19612.6171 | 0.37102 | 0 | 19612.6171 | 0.32 | 0.68498 | 0 | 0 | 0 | 0 | 5024.8849 | 14587.7321 | 0 | 10211.4125 | 6249372.4897 | 6249.3725 | 189854.3541 | 6191.8451
5 | 19 | 8 | 25 | 463.418 | 0.24 | 36438.0048 | 0.39178 | 0 | 36438.0048 | 0.8 | 0.36162 | 0 | 0 | 0 | 0 | 5808.0977 | 30629.9071 | 0 | 21440.935 | 6270813.4247 | 6270.8134 | 190505.7243 | 6213.0887
5 | 19 | 9 | 25.6 | 663.6172 | 0.2388 | 51918.5238 | 0.38564 | 0 | 51918.5238 | 1.28 | 0.015448 | 0 | 0 | 0 | 0 | 6477.24 | 45441.2838 | 0 | 31808.8986 | 6302622.3233 | 6302.6223 | 191472.0706 | 6244.6047
5 | 19 | 10 | 27.2 | 816.6733 | 0.2356 | 63036.7845 | 0.36582 | 0 | 63036.7845 | 2.56 | 0 | 0 | 0 | 0 | 0 | 12800 | 50236.7845 | 0 | 35165.7492 | 6337788.0725 | 6337.7881 | 192540.3971 | 6279.4468
5 | 19 | 11 | 28.3 | 924.8633 | 0.2334 | 70721.0705 | 0.38195 | 0 | 70721.0705 | 3.44 | 0.33779 | 0 | 0 | 0 | 0 | 18888.9306 | 51832.1399 | 0 | 36282.498 | 6374070.5705 | 6374.0706 | 193642.6502 | 6315.3953
5 | 19 | 12 | 30.6 | 955.4694 | 0.2288 | 71621.4649 | 0.38208 | 0 | 71621.4649 | 5.28 | 0 | 0 | 0 | 0 | 0 | 26400 | 45221.4649 | 0 | 31655.0255 | 6405725.5959 | 6405.7256 | 194604.3219 | 6346.7589
5 | 19 | 13 | 31.1 | 910.9792 | 0.2278 | 67988.048 | 0.36492 | 0 | 67988.048 | 5.68 | 0 | 0 | 0 | 0 | 0 | 28400 | 39588.048 | 0 | 27711.6336 | 6433437.2295 | 6433.4372 | 195446.1943 | 6374.2155
5 | 19 | 14 | 31.1 | 799.0431 | 0.2278 | 59634.0538 | 0.38145 | 0 | 59634.0538 | 5.68 | 0.38341 | 0 | 0 | 0 | 0 | 30317.068 | 29316.9858 | 0 | 20521.8901 | 6453959.1196 | 6453.9591 | 196069.6441 | 6394.5484
5 | 19 | 15 | 31.7 | 631.3105 | 0.2266 | 46867.6621 | 0.38975 | 0 | 46867.6621 | 6.16 | 0.96395 | 0 | 0 | 0 | 0 | 35619.7542 | 11247.9079 | 0 | 7873.5355 | 6461832.6551 | 6461.8327 | 196308.8402 | 6402.3495
5 | 19 | 16 | 31.1 | 416.9583 | 0.2278 | 31118.3611 | 0.40952 | 0 | 31118.3611 | 5.68 | 1.6631 | 0 | 0 | 0 | 0 | 36715.2827 | -5596.9215 | -7995.6022 | 0 | 6453837.0529 | 6453.8371 | 196065.9358 | 6394.4275
5 | 19 | 17 | 30 | 210.8564 | 0.23 | 15888.5752 | 0.45097 | 0 | 15888.5752 | 4.8 | 2.0093 | 0 | 0 | 0 | 0 | 34046.6706 | -18158.0955 | -25940.1364 | 0 | 6427896.9166 | 6427.8969 | 195277.881 | 6368.7261
5 | 19 | 18 | 29.4 | 38.9067 | 0.2312 | 2947.0192 | 0.49835 | 0 | 2947.0192 | 4.32 | 0.60407 | 0 | 0 | 0 | 0 | 24620.3357 | -21673.3165 | -30961.8807 | 0 | 6396935.0359 | 6396.935 | 194337.2669 | 6338.0493
5 | 19 | 19 | 28.3 | -9.034 | 0.2334 | -690.7968 | 0.50643 | 0 | -690.7968 | 3.44 | 0 | 0 | 0 | 0 | 0 | 17200 | -17890.7968 | -25558.2812 | 0 | 6371376.7547 | 6371.3768 | 193560.8128 | 6312.7263
5 | 19 | 20 | 27.2 | 0 | 0.2356 | 0 | 0.53209 | 0 | 0 | 2.56 | 0.14405 | 0 | 0 | 0 | 0 | 13520.2697 | -13520.2697 | -19314.671 | 0 | 6352062.0837 | 6352.0621 | 192974.038 | 6293.5894
5 | 19 | 21 | 26.7 | 0 | 0.2366 | 0 | 0.54592 | 0 | 0 | 2.16 | 0.75558 | 0 | 0 | 0 | 0 | 14577.8895 | -14577.8895 | -20825.5564 | 0 | 6331236.5273 | 6331.2365 | 192341.3629 | 6272.9555
5 | 19 | 22 | 25.6 | 0 | 0.2388 | 0 | 0.60757 | 0 | 0 | 1.28 | 1.03 | 0 | 0 | 0 | 0 | 11549.9554 | -11549.9554 | -16499.9362 | 0 | 6314736.5911 | 6314.7366 | 191840.099 | 6256.6075
5 | 19 | 23 | 25.6 | 0 | 0.2388 | 0 | 0.6082 | 0 | 0 | 1.28 | 0.61135 | 0 | 0 | 0 | 0 | 9456.7616 | -9456.7616 | -13509.6594 | 0 | 6301226.9317 | 6301.2269 | 191429.6789 | 6243.2222
5 | 20 | 0 | 25.6 | 0 | 0.2388 | 0 | 0.62059 | 0 | 0 | 1.28 | 0.28397 | 0 | 0 | 0 | 0 | 7819.8498 | -7819.8498 | -11171.2141 | 0 | 6290055.7177 | 6290.0557 | 191090.3003 | 6232.1538
5 | 20 | 1 | 25 | 0 | 0.24 | 0 | 0.59867 | 0 | 0 | 0.8 | 0.57128 | 0 | 0 | 0 | 0 | 6856.4057 | -6856.4057 | -9794.8652 | 0 | 6280260.8524 | 6280.2609 | 190792.7348 | 6222.4491
5 | 20 | 2 | 25 | 0 | 0.24 | 0 | 0.61076 | 0 | 0 | 0.8 | 0.42573 | 0 | 0 | 0 | 0 | 6128.6358 | -6128.6358 | -8755.194 | 0 | 6271505.6584 | 6271.5057 | 190526.7542 | 6213.7745
5 | 20 | 3 | 24.4 | 0 | 0.24 | 0 | 0.59398 | 0 | 0 | 0.32 | 0.72422 | 0 | 0 | 0 | 0 | 5221.0862 | -5221.0862 | -7458.6946 | 0 | 6264046.9638 | 6264.047 | 190300.1609 | 6206.3845
5 | 20 | 4 | 24.4 | 0 | 0.24 | 0 | 0.57764 | 0 | 0 | 0.32 | 0.66604 | 0 | 0 | 0 | 0 | 4930.2064 | -4930.2064 | -7043.152 | 0 | 6257003.8118 | 6257.0038 | 190086.1918 | 6199.4062
5 | 20 | 5 | 25 | -12.3124 | 0.24 | -968.1092 | 0.59752 | 0 | -968.1092 | 0.8 | 0.26306 | 0 | 0 | 0 | 0 | 5315.3131 | -6283.4223 | -8976.3176 | 0 | 6248027.4942 | 6248.0275 | 189813.4935 | 6190.5125
5 | 20 | 6 | 25 | 63.6964 | 0.24 | 5008.3719 | 0.61156 | 0 | 5008.3719 | 0.8 | 0.26991 | 0 | 0 | 0 | 0 | 5349.5343 | -341.1624 | -487.3748 | 0 | 6247540.1194 | 6247.5401 | 189798.6872 | 6190.0296
5 | 20 | 7 | 25 | 244.3412 | 0.24 | 19212.2518 | 0.55624 | 0 | 19212.2518 | 0.8 | 0.26854 | 0 | 0 | 0 | 0 | 5342.6901 | 13869.5617 | 0 | 9708.6932 | 6257248.8126 | 6257.2488 | 190093.6348 | 6199.6489
5 | 20 | 8 | 22.8 | 463.9652 | 0.24 | 36481.03 | 0.55745 | 0 | 36481.03 | 0 | 1.1183 | 0 | 0 | 0 | 0 | 5591.7362 | 30889.2939 | 0 | 21622.5057 | 6278871.3183 | 6278.8713 | 190750.5211 | 6221.0724
5 | 20 | 9 | 23.3 | 663.4084 | 0.24 | 52163.0026 | 0.5824 | 0 | 52163.0026 | 0 | 1.2573 | 0 | 0 | 0 | 0 | 6286.4255 | 45876.577 | 0 | 32113.6039 | 6310984.9222 | 6310.9849 | 191726.1242 | 6252.8904
5 | 20 | 10 | 25.6 | 822.3243 | 0.2388 | 64335.0783 | 0.57983 | 0 | 64335.0783 | 1.28 | 0.74002 | 0 | 0 | 0 | 0 | 10100.1192 | 54234.9591 | 0 | 37964.4713 | 6348949.3936 | 6348.9494 | 192879.4752 | 6290.5054
5 | 20 | 11 | 28.9 | 924.0057 | 0.2322 | 70292.2244 | 0.53761 | 0 | 70292.2244 | 3.92 | 0 | 0 | 0 | 0 | 0 | 19600 | 50692.2244 | 0 | 35484.5571 | 6384433.9507 | 6384.434 | 193957.4871 | 6325.6633
5 | 20 | 12 | 31.1 | 953.5465 | 0.2278 | 71164.9271 | 0.53227 | 0 | 71164.9271 | 5.68 | 0 | 0 | 0 | 0 | 0 | 28400 | 42764.9271 | 0 | 29935.449 | 6414369.3996 | 6414.3694 | 194866.9185 | 6355.3232
5 | 20 | 13 | 32.8 | 910.867 | 0.2244 | 66965.0566 | 0.49599 | 0 | 66965.0566 | 7.04 | 0 | 0 | 0 | 0 | 0 | 35200 | 31765.0566 | 0 | 22235.5396 | 6436604.9393 | 6436.6049 | 195542.4285 | 6377.354
5 | 20 | 14 | 32.2 | 797.9404 | 0.2256 | 58976.6295 | 0.50591 | 0 | 58976.6295 | 6.56 | 0 | 0 | 0 | 0 | 0 | 32800 | 26176.6295 | 0 | 18323.6407 | 6454928.5799 | 6454.9286 | 196099.0961 | 6395.509
5 | 20 | 15 | 31.7 | 628.8175 | 0.2266 | 46682.5919 | 0.49319 | 0 | 46682.5919 | 6.16 | 1.0182 | 0 | 0 | 0 | 0 | 35891.242 | 10791.3499 | 0 | 7553.9449 | 6462482.5249 | 6462.4825 | 196328.583 | 6402.9934
5 | 20 | 16 | 31.1 | 414.0555 | 0.2278 | 30901.7245 | 0.48303 | 0 | 30901.7245 | 5.68 | 1.5736 | 0 | 0 | 0 | 0 | 36268.1263 | -5366.4017 | -7666.2882 | 0 | 6454816.2367 | 6454.8162 | 196095.6831 | 6395.3977
5 | 20 | 17 | 30 | 214.6848 | 0.23 | 16177.0561 | 0.46904 | 0 | 16177.0561 | 4.8 | 1.6742 | 0 | 0 | 0 | 0 | 32370.9749 | -16193.9188 | -23134.1697 | 0 | 6431682.067 | 6431.6821 | 195392.8729 | 6372.4765
5 | 20 | 18 | 28.9 | 43.3176 | 0.2322 | 3295.317 | 0.473 | 0 | 3295.317 | 3.92 | 0.78463 | 0 | 0 | 0 | 0 | 23523.1636 | -20227.8466 | -28896.9237 | 0 | 6402785.1433 | 6402.7851 | 194514.9917 | 6343.8455
5 | 20 | 19 | 27.8 | -7.519 | 0.2344 | -577.4155 | 0.44903 | 0 | -577.4155 | 3.04 | 0.21287 | 0 | 0 | 0 | 0 | 16264.3545 | -16841.77 | -24059.6714 | 0 | 6378725.4718 | 6378.7255 | 193784.065 | 6320.0073
5 | 20 | 20 | 27.2 | 0 | 0.2356 | 0 | 0.40711 | 0 | 0 | 2.56 | 0.37539 | 0 | 0 | 0 | 0 | 14676.9446 | -14676.9446 | -20967.0637 | 0 | 6357758.4081 | 6357.7584 | 193147.0909 | 6299.2333
5 | 20 | 21 | 26.7 | 0 | 0.2366 | 0 | 0.41111 | 0 | 0 | 2.16 | 0.85413 | 0 | 0 | 0 | 0 | 15070.6741 | -15070.6741 | -21529.5344 | 0 | 6336228.8737 | 6336.2289 | 192493.0291 | 6277.9019
5 | 20 | 22 | 26.7 | 0 | 0.2366 | 0 | 0.41775 | 0 | 0 | 2.16 | 0.21397 | 0 | 0 | 0 | 0 | 11869.8557 | -11869.8557 | -16956.9367 | 0 | 6319271.9371 | 6319.2719 | 191977.8816 | 6261.1011
5 | 20 | 23 | 26.1 | 0 | 0.2378 | 0 | 0.40834 | 0 | 0 | 1.68 | 0.2866 | 0 | 0 | 0 | 0 | 9833.008 | -9833.008 | -14047.1544 | 0 | 6305224.7827 | 6305.2248 | 191551.1326 | 6247.1832
5 | 21 | 0 | 25.6 | 0 | 0.2388 | 0 | 0.3773 | 0 | 0 | 1.28 | 0.34717 | 0 | 0 | 0 | 0 | 8135.8251 | -8135.8251 | -11622.6073 | 0 | 6293602.1754 | 6293.6022 | 191198.0408 | 6235.6676
5 | 21 | 1 | 25 | 0 | 0.24 | 0 | 0.40034 | 0 | 0 | 0.8 | 0.54162 | 0 | 0 | 0 | 0 | 6708.114 | -6708.114 | -9583.02 | 0 | 6284019.1554 | 6284.0192 | 190906.911 | 6226.1728
5 | 21 | 2 | 23.9 | 0 | 0.24 | 0 | 0.3918 | 0 | 0 | 0 | 1.1131 | 0 | 0 | 0 | 0 | 5565.4999 | -5565.4999 | -7950.7142 | 0 | 6276068.4412 | 6276.0684 | 190665.3704 | 6218.2953
5 | 21 | 3 | 22.8 | 0 | 0.24 | 0 | 0.31633 | 0 | 0 | 0 | 1.0369 | 0 | 0 | 0 | 0 | 5184.5045 | -5184.5045 | -7406.4349 | 0 | 6268662.0062 | 6268.662 | 190440.3647 | 6210.957
5 | 21 | 4 | 22.2 | 0 | 0.24 | 0 | 0.32284 | 0 | 0 | 0 | 0.97804 | 0 | 0 | 0 | 0 | 4890.2026 | -4890.2026 | -6986.0036 | 0 | 6261676.0026 | 6261.676 | 190228.1317 | 6204.0353
5 | 21 | 5 | 22.2 | -5.5032 | 0.24 | -432.7137 | 0.32419 | 0 | -432.7137 | 0 | 0.96481 | 0 | 0 | 0 | 0 | 4824.0417 | -5256.7553 | -7509.6505 | 0 | 6254166.3521 | 6254.1664 | 189999.9904 | 6196.5948
5 | 21 | 6 | 23.9 | 68.4997 | 0.24 | 5386.0481 | 0.33815 | 0 | 5386.0481 | 0 | 1.218 | 0 | 0 | 0 | 0 | 6090.2243 | -704.1762 | -1005.9659 | 0 | 6253160.3862 | 6253.1604 | 189969.4295 | 6195.5981
5 | 21 | 7 | 25 | 245.4001 | 0.24 | 19295.5119 | 0.31469 | 0 | 19295.5119 | 0.8 | 1.8076 | 0 | 0 | 0 | 0 | 13037.8863 | 6257.6255 | 0 | 4380.3379 | 6257540.724 | 6257.5407 | 190102.503 | 6199.9381
5 | 21 | 8 | 26.1 | 463.0116 | 0.2378 | 36072.3273 | 0.2937 | 0 | 36072.3273 | 1.68 | 2.4617 | 0 | 0 | 0 | 0 | 20708.49 | 15363.8373 | 0 | 10754.6861 | 6268295.4101 | 6268.2954 | 190429.2276 | 6210.5938
5 | 21 | 9 | 27.2 | 659.5456 | 0.2356 | 50908.5218 | 0.34979 | 0 | 50908.5218 | 2.56 | 0 | 0 | 0 | 0 | 0 | 12800 | 38108.5218 | 0 | 26675.9653 | 6294971.3754 | 6294.9714 | 191239.6367 | 6237.0242
5 | 21 | 10 | 28.9 | 712.1493 | 0.2322 | 54175.5933 | 0.34051 | 0 | 54175.5933 | 3.92 | 0 | 0 | 0 | 0 | 0 | 19600 | 34575.5933 | 0 | 24202.9153 | 6319174.2907 | 6319.1743 | 191974.9152 | 6261.0043
5 | 21 | 11 | 28.9 | 884.3973 | 0.2322 | 67279.0748 | 0.33365 | 0 | 67279.0748 | 3.92 | 0.005303 | 0 | 0 | 0 | 0 | 19626.5152 | 47652.5596 | 0 | 33356.7917 | 6352531.0825 | 6352.5311 | 192988.2861 | 6294.0541
5 | 21 | 12 | 30 | 952.5618 | 0.23 | 71778.0058 | 0.33855 | 0 | 71778.0058 | 4.8 | 0.43105 | 0 | 0 | 0 | 0 | 26155.2731 | 45622.7327 | 0 | 31935.9129 | 6384466.9954 | 6384.467 | 193958.491 | 6325.696
5 | 21 | 13 | 30 | 909.1529 | 0.23 | 68507.0356 | 0.32534 | 0 | 68507.0356 | 4.8 | 0.77714 | 0 | 0 | 0 | 0 | 27885.7226 | 40621.313 | 0 | 28434.9191 | 6412901.9145 | 6412.9019 | 194822.3366 | 6353.8692
5 | 21 | 14 | 30 | 795.0421 | 0.23 | 59908.4873 | 0.32894 | 0 | 59908.4873 | 4.8 | 1.4016 | 0 | 0 | 0 | 0 | 31007.8324 | 28900.6549 | 0 | 20230.4584 | 6433132.3729 | 6433.1324 | 195436.9328 | 6373.9134
5 | 21 | 15 | 29.4 | 600.3754 | 0.2312 | 45475.8815 | 0.35132 | 0 | 45475.8815 | 4.32 | 2.3628 | 0 | 0 | 0 | 0 | 33414.0309 | 12061.8506 | 0 | 8443.2954 | 6441575.6683 | 6441.5757 | 195693.438 | 6382.279
5 | 21 | 16 | 28.3 | 424.4876 | 0.2334 | 32459.0868 | 0.37551 | 0 | 32459.0868 | 3.44 | 1.9142 | 0 | 0 | 0 | 0 | 26771.2025 | 5687.8843 | 0 | 3981.519 | 6445557.1873 | 6445.5572 | 195814.3956 | 6386.2238
5 | 21 | 17 | 27.8 | 211.0912 | 0.2344 | 16210.5609 | 0.41895 | 0 | 16210.5609 | 3.04 | 1.1681 | 0 | 0 | 0 | 0 | 21040.4865 | -4829.9256 | -6899.8937 | 0 | 6438657.2936 | 6438.6573 | 195604.7785 | 6379.3875
5 | 21 | 18 | 25.6 | 44.6459 | 0.2388 | 3492.904 | 0.42651 | 0 | 3492.904 | 1.28 | 2.0432 | 0 | 0 | 0 | 0 | 16615.8265 | -13122.9224 | -18747.0321 | 0 | 6419910.2616 | 6419.9103 | 195035.2485 | 6360.813
5 | 21 | 19 | 23.9 | -7.5729 | 0.24 | -595.4457 | 0.4141 | 0 | -595.4457 | 0 | 2.7596 | 0 | 0 | 0 | 0 | 13797.9683 | -14393.414 | -20562.02 | 0 | 6399348.2416 | 6399.3482 | 194410.5795 | 6340.4403
5 | 21 | 20 | 22.2 | 0 | 0.24 | 0 | 0.42927 | 0 | 0 | 0 | 2.6074 | 0 | 0 | 0 | 0 | 13037.118 | -13037.118 | -18624.4543 | 0 | 6380723.7872 | 6380.7238 | 193844.7733 | 6321.9873
5 | 21 | 21 | 20.6 | 0 | 0.24 | 0 | 0.46975 | 0 | 0 | 0 | 2.8185 | 0 | 0 | 0 | 0 | 14092.2702 | -14092.2702 | -20131.8146 | 0 | 6360591.9727 | 6360.592 | 193233.1739 | 6302.0408
5 | 21 | 22 | 20.6 | 0 | 0.24 | 0 | 0.49592 | 0 | 0 | 0 | 2.2184 | 0 | 0 | 0 | 0 | 11092.2159 | -11092.2159 | -15846.0227 | 0 | 6344745.9499 | 6344.7459 | 192751.7757 | 6286.3406
5 | 21 | 23 | 20 | 0 | 0.24 | 0 | 0.50531 | 0 | 0 | 0 | 1.7405 | 0 | 0 | 0 | 0 | 8702.4388 | -8702.4388 | -12432.0555 | 0 | 6332313.8944 | 6332.3139 | 192374.093 | 6274.023
5 | 22 | 0 | 19.4 | 0 | 0.24 | 0 | 0.51623 | 0 | 0 | 0 | 1.4565 | 0 | 0 | 0 | 0 | 7282.261 | -7282.261 | -10403.2301 | 0 | 6321910.6644 | 6321.9107 | 192058.0455 | 6263.7155
5 | 22 | 1 | 18.3 | 0 | 0.24 | 0 | 0.51098 | 0 | 0 | 0 | 1.2965 | 0 | 0 | 0 | 0 | 6482.6268 | -6482.6268 | -9260.8954 | 0 | 6312649.7689 | 6312.6498 | 191776.7018 | 6254.5399
5 | 22 | 2 | 17.2 | 0 | 0.24 | 0 | 0.47672 | 0 | 0 | 0 | 1.1571 | 0 | 0 | 0 | 0 | 5785.656 | -5785.656 | -8265.2229 | 0 | 6304384.546 | 6304.3845 | 191525.6065 | 6246.3507
5 | 22 | 3 | 16.7 | 0 | 0.24 | 0 | 0.46239 | 0 | 0 | 0 | 1.0581 | 0 | 0 | 0 | 0 | 5290.59 | -5290.59 | -7557.9858 | 0 | 6296826.5603 | 6296.8266 | 191295.9968 | 6238.8623
5 | 22 | 4 | 15.6 | 0 | 0.24 | 0 | 0.41746 | 0 | 0 | 0 | 0.99857 | 0 | 0 | 0 | 0 | 4992.866 | -4992.866 | -7132.6657 | 0 | 6289693.8946 | 6289.6939 | 191079.3082 | 6231.7953
5 | 22 | 5 | 16.1 | -9.708 | 0.24 | -763.327 | 0.39203 | 0 | -763.327 | 0 | 0.98945 | 0 | 0 | 0 | 0 | 4947.2378 | -5710.5648 | -8157.9498 | 0 | 6281535.9448 | 6281.5359 | 190831.4717 | 6223.7125
5 | 22 | 6 | 19.4 | 71.2267 | 0.24 | 5600.4724 | 0.37219 | 0 | 5600.4724 | 0 | 0.92899 | 0 | 0 | 0 | 0 | 4644.951 | 955.5214 | 0 | 668.865 | 6282204.8098 | 6282.2048 | 190851.7917 | 6224.3752
5 | 22 | 7 | 21.1 | 236.7018 | 0.24 | 18611.5763 | 0.32289 | 0 | 18611.5763 | 0 | 0.9988 | 0 | 0 | 0 | 0 | 4994.0067 | 13617.5696 | 0 | 9532.2987 | 6291737.1085 | 6291.7371 | 191141.3805 | 6233.8197
5 | 22 | 8 | 23.3 | 461.393 | 0.24 | 36278.7805 | 0.29911 | 0 | 36278.7805 | 0 | 1.2164 | 0 | 0 | 0 | 0 | 6082.2393 | 30196.5412 | 0 | 21137.5788 | 6312874.6873 | 6312.8747 | 191783.5348 | 6254.7627
5 | 22 | 9 | 25 | 289.2273 | 0.24 | 22741.5984 | 0.31596 | 0 | 22741.5984 | 0.8 | 0.75425 | 0 | 0 | 0 | 0 | 7771.2511 | 14970.3473 | 0 | 10479.2431 | 6323353.9305 | 6323.3539 | 192101.8916 | 6265.1455
5 | 22 | 10 | 25.6 | 251.6811 | 0.2388 | 19690.4323 | 0.34921 | 0 | 19690.4323 | 1.28 | 0.92117 | 0 | 0 | 0 | 0 | 11005.839 | 8684.5933 | 0 | 6079.2153 | 6329433.1457 | 6329.4331 | 192286.5766 | 6271.1688
5 | 22 | 11 | 26.7 | 130.4897 | 0.2366 | 10114.8922 | 0.37617 | 0 | 10114.8922 | 2.16 | 1.886 | 0 | 0 | 0 | 0 | 20230.083 | -10115.1908 | -14450.2726 | 0 | 6314982.8732 | 6314.9829 | 191847.581 | 6256.8515
5 | 22 | 12 | 27.8 | 805.408 | 0.2344 | 61850.6076 | 0.37195 | 0 | 61850.6076 | 3.04 | 2.2269 | 0 | 0 | 0 | 0 | 26334.4986 | 35516.1089 | 0 | 24861.2762 | 6339844.1494 | 6339.8441 | 192602.8602 | 6281.4839
5 | 22 | 13 | 28.3 | 821.3565 | 0.2334 | 62806.2637 | 0.38495 | 0 | 62806.2637 | 3.44 | 2.1075 | 0 | 0 | 0 | 0 | 27737.3797 | 35068.884 | 0 | 24548.2188 | 6364392.3682 | 6364.3924 | 193348.6289 | 6305.8062
5 | 22 | 14 | 29.4 | 401.3151 | 0.2312 | 30397.9091 | 0.39975 | 0 | 30397.9091 | 4.32 | 1.7726 | 0 | 0 | 0 | 0 | 30463.0269 | -65.1178 | -93.0254 | 0 | 6364299.3428 | 6364.2993 | 193345.8028 | 6305.714
5 | 22 | 15 | 28.9 | 456.4926 | 0.2322 | 34726.9274 | 0.42485 | 0 | 34726.9274 | 3.92 | 3.0925 | 0 | 0 | 0 | 0 | 35062.5359 | -335.6085 | -479.4408 | 0 | 6363819.9021 | 6363.8199 | 193331.2375 | 6305.239
5 | 22 | 16 | 28.9 | 106.0667 | 0.2322 | 8068.8481 | 0.4677 | 0 | 8068.8481 | 3.92 | 3.153 | 0 | 0 | 0 | 0 | 35364.8228 | -27295.9746 | -38994.2494 | 0 | 6324825.6526 | 6324.8257 | 192146.6021 | 6266.6037
5 | 22 | 17 | 27.8 | 138.46 | 0.2344 | 10632.9167 | 0.50838 | 0 | 10632.9167 | 3.04 | 3.2754 | 0 | 0 | 0 | 0 | 31577.1791 | -20944.2624 | -29920.3748 | 0 | 6294905.2778 | 6294.9053 | 191237.6287 | 6236.9587
5 | 22 | 18 | 26.1 | 50.8355 | 0.2378 | 3960.4938 | 0.52782 | 0 | 3960.4938 | 1.68 | 2.7628 | 0 | 0 | 0 | 0 | 22214.2207 | -18253.7269 | -26076.7526 | 0 | 6268828.5251 | 6268.8285 | 190445.4235 | 6211.122
5 | 22 | 19 | 22.8 | 2.1065 | 0.24 | 165.6309 | 0.53273 | 0 | 165.6309 | 0 | 2.8753 | 0 | 0 | 0 | 0 | 14376.3058 | -14210.6748 | -20300.964 | 0 | 6248527.5611 | 6248.5276 | 189828.6854 | 6191.0079
5 | 22 | 20 | 22.8 | 0 | 0.24 | 0 | 0.54315 | 0 | 0 | 0 | 2.5766 | 0 | 0 | 0 | 0 | 12883.1228 | -12883.1228 | -18404.4612 | 0 | 6230123.0999 | 6230.1231 | 189269.5625 | 6172.7729
5 | 22 | 21 | 21.1 | 0 | 0.24 | 0 | 0.59137 | 0 | 0 | 0 | 2.7792 | 0 | 0 | 0 | 0 | 13896.0689 | -13896.0689 | -19851.527 | 0 | 6210271.5729 | 6210.2716 | 188666.4782 | 6153.1041
5 | 22 | 22 | 20.6 | 0 | 0.24 | 0 | 0.62125 | 0 | 0 | 0 | 2.2351 | 0 | 0 | 0 | 0 | 11175.4874 | -11175.4874 | -15964.982 | 0 | 6194306.5909 | 6194.3066 | 188181.4661 | 6137.2861
5 | 22 | 23 | 20 | 0 | 0.24 | 0 | 0.63574 | 0 | 0 | 0 | 1.8066 | 0 | 0 | 0 | 0 | 9033.2433 | -9033.2433 | -12904.6333 | 0 | 6181401.9576 | 6181.402 | 187789.4266 | 6124.5002
5 | 23 | 0 | 18.9 | 0 | 0.24 | 0 | 0.6434 | 0 | 0 | 0 | 1.4361 | 0 | 0 | 0 | 0 | 7180.7383 | -7180.7383 | -10258.1976 | 0 | 6171143.76 | 6171.1438 | 187477.7851 | 6114.3365
5 | 23 | 1 | 18.3 | 0 | 0.24 | 0 | 0.63311 | 0 | 0 | 0 | 1.2582 | 0 | 0 | 0 | 0 | 6290.9884 | -6290.9884 | -8987.1262 | 0 | 6162156.6338 | 6162.1566 | 187204.7585 | 6105.4321
5 | 23 | 2 | 18.3 | 0 | 0.24 | 0 | 0.6135 | 0 | 0 | 0 | 1.1001 | 0 | 0 | 0 | 0 | 5500.4798 | -5500.4798 | -7857.8282 | 0 | 6154298.8056 | 6154.2988 | 186966.0397 | 6097.6466
5 | 23 | 3 | 17.2 | 0 | 0.24 | 0 | 0.60522 | 0 | 0 | 0 | 1.0412 | 0 | 0 | 0 | 0 | 5206.1779 | -5206.1779 | -7437.3969 | 0 | 6146861.4086 | 6146.8614 | 186740.0934 | 6090.2777
5 | 23 | 4 | 17.2 | 0 | 0.24 | 0 | 0.57082 | 0 | 0 | 0 | 0.98101 | 0 | 0 | 0 | 0 | 4905.0317 | -4905.0317 | -7007.1882 | 0 | 6139854.2205 | 6139.8542 | 186527.2168 | 6083.335
5 | 23 | 5 | 17.2 | -1.6897 | 0.24 | -132.8619 | 0.50569 | 0 | -132.8619 | 0 | 0.9372 | 0 | 0 | 0 | 0 | 4686.0164 | -4818.8783 | -6884.1118 | 0 | 6132970.1087 | 6132.9701 | 186318.0793 | 6076.5142
5 | 23 | 6 | 18.9 | 70.6558 | 0.24 | 5555.5782 | 0.4609 | 0 | 5555.5782 | 0 | 0.93332 | 0 | 0 | 0 | 0 | 4666.6244 | 888.9538 | 0 | 622.2677 | 6133592.3763 | 6133.5924 | 186336.9836 | 6077.1308
5 | 23 | 7 | 19.4 | 223.307 | 0.24 | 17558.3606 | 0.41111 | 0 | 17558.3606 | 0 | 0.95705 | 0 | 0 | 0 | 0 | 4785.2577 | 12773.1029 | 0 | 8941.172 | 6142533.5483 | 6142.5335 | 186608.6141 | 6085.9896
5 | 23 | 8 | 21.1 | 427.9626 | 0.24 | 33650.1833 | 0.43956 | 0 | 33650.1833 | 0 | 1.0926 | 0 | 0 | 0 | 0 | 5462.8365 | 28187.3468 | 0 | 19731.1428 | 6162264.6911 | 6162.2647 | 187208.0412 | 6105.5391
5 | 23 | 9 | 22.8 | 383.0426 | 0.24 | 30118.1815 | 0.46579 | 0 | 30118.1815 | 0 | 1.237 | 0 | 0 | 0 | 0 | 6184.9028 | 23933.2787 | 0 | 16753.2951 | 6179017.9862 | 6179.018 | 187717.0021 | 6122.1382
5 | 23 | 10 | 24.4 | 605.3944 | 0.24 | 47601.4323 | 0.47251 | 0 | 47601.4323 | 0.32 | 1.5362 | 0 | 0 | 0 | 0 | 9280.8555 | 38320.5769 | 0 | 26824.4038 | 6205842.39 | 6205.8424 | 188531.9207 | 6148.7157
5 | 23 | 11 | 25.6 | 535.2756 | 0.2388 | 41877.6411 | 0.4959 | 0 | 41877.6411 | 1.28 | 2.3601 | 0 | 0 | 0 | 0 | 18200.2658 | 23677.3753 | 0 | 16574.1627 | 6222416.5527 | 6222.4166 | 189035.4396 | 6165.1373
5 | 23 | 12 | 26.7 | 797.3252 | 0.2366 | 61804.5753 | 0.51777 | 0 | 61804.5753 | 2.16 | 2.8406 | 0 | 0 | 0 | 0 | 25002.7929 | 36801.7823 | 0 | 25761.2476 | 6248177.8003 | 6248.1778 | 189818.0598 | 6190.6614
5 | 23 | 13 | 28.3 | 812.5197 | 0.2334 | 62130.5415 | 0.54222 | 0 | 62130.5415 | 3.44 | 1.9501 | 0 | 0 | 0 | 0 | 26950.2932 | 35180.2483 | 0 | 24626.1738 | 6272803.9741 | 6272.804 | 190566.1967 | 6215.0609
5 | 23 | 14 | 27.8 | 634.4102 | 0.2344 | 48718.9788 | 0.56181 | 0 | 48718.9788 | 3.04 | 2.9122 | 0 | 0 | 0 | 0 | 29761.1766 | 18957.8021 | 0 | 13270.4615 | 6286074.4356 | 6286.0744 | 190969.3499 | 6228.2092
5 | 23 | 15 | 27.8 | 150.7294 | 0.2344 | 11575.1331 | 0.57042 | 0 | 11575.1331 | 3.04 | 3.9035 | 0 | 0 | 0 | 0 | 34717.5401 | -23142.407 | -33060.5814 | 0 | 6253013.8542 | 6253.0139 | 189964.9778 | 6195.4529
5 | 23 | 16 | 27.2 | 425.9045 | 0.2356 | 32874.4074 | 0.59249 | 0 | 32874.4074 | 2.56 | 4.387 | 0 | 0 | 0 | 0 | 34735.1022 | -1860.6948 | -2658.1355 | 0 | 6250355.7188 | 6250.3557 | 189884.2244 | 6192.8193
5 | 23 | 17 | 26.1 | 216.9035 | 0.2378 | 16898.5229 | 0.60963 | 0 | 16898.5229 | 1.68 | 4.6375 | 0 | 0 | 0 | 0 | 31587.3941 | -14688.8711 | -20984.1016 | 0 | 6229371.6171 | 6229.3716 | 189246.7327 | 6172.0283
5 | 23 | 18 | 24.4 | 53.1256 | 0.24 | 4177.1992 | 0.6146 | 0 | 4177.1992 | 0.32 | 4.4413 | 0 | 0 | 0 | 0 | 23806.5936 | -19629.3944 | -28041.9919 | 0 | 6201329.6252 | 6201.3296 | 188394.8241 | 6144.2445
5 | 23 | 19 | 23.3 | -0.44183 | 0.24 | -34.7408 | 0.57397 | 0 | -34.7408 | 0 | 2.9286 | 0 | 0 | 0 | 0 | 14643.2307 | -14677.9715 | -20968.5307 | 0 | 6180361.0945 | 6180.3611 | 187757.8054 | 6123.469
5 | 23 | 20 | 22.8 | 0 | 0.24 | 0 | 0.54672 | 0 | 0 | 0 | 2.4774 | 0 | 0 | 0 | 0 | 12386.9162 | -12386.9162 | -17695.5945 | 0 | 6162665.5 | 6162.6655 | 187220.2177 | 6105.9363
5 | 23 | 21 | 21.7 | 0 | 0.24 | 0 | 0.56736 | 0 | 0 | 0 | 2.7085 | 0 | 0 | 0 | 0 | 13542.4504 | -13542.4504 | -19346.3577 | 0 | 6143319.1423 | 6143.3191 | 186632.4803 | 6086.768
5 | 23 | 22 | 21.1 | 0 | 0.24 | 0 | 0.54566 | 0 | 0 | 0 | 2.2157 | 0 | 0 | 0 | 0 | 11078.5275 | -11078.5275 | -15826.4678 | 0 | 6127492.6745 | 6127.4927 | 186151.6762 | 6071.0872
5 | 23 | 23 | 19.4 | 0 | 0.24 | 0 | 0.51055 | 0 | 0 | 0 | 1.7991 | 0 | 0 | 0 | 0 | 8995.6 | -8995.6 | -12850.8572 | 0 | 6114641.8173 | 6114.6418 | 185761.2704 | 6058.3547
5 | 24 | 0 | 20 | 0 | 0.24 | 0 | 0.54833 | 0 | 0 | 0 | 1.5103 | 0 | 0 | 0 | 0 | 7551.4674 | -7551.4674 | -10787.8106 | 0 | 6103854.0067 | 6103.854 | 185433.5394 | 6047.6661
5 | 24 | 1 | 20.6 | 0 | 0.24 | 0 | 0.51596 | 0 | 0 | 0 | 1.2541 | 0 | 0 | 0 | 0 | 6270.4557 | -6270.4557 | -8957.7938 | 0 | 6094896.2129 | 6094.8962 | 185161.4039 | 6038.7908
5 | 24 | 2 | 20.6 | 0 | 0.24 | 0 | 0.47871 | 0 | 0 | 0 | 1.1507 | 0 | 0 | 0 | 0 | 5753.7163 | -5753.7163 | -8219.5947 | 0 | 6086676.6182 | 6086.6766 | 184911.6947 | 6030.6469
5 | 24 | 3 | 20 | 0 | 0.24 | 0 | 0.42518 | 0 | 0 | 0 | 1.0317 | 0 | 0 | 0 | 0 | 5158.2682 | -5158.2682 | -7368.9546 | 0 | 6079307.6636 | 6079.3077 | 184687.8278 | 6023.3458
5 | 24 | 4 | 20 | 0 | 0.24 | 0 | 0.38593 | 0 | 0 | 0 | 0.98238 | 0 | 0 | 0 | 0 | 4911.876 | -4911.876 | -7016.9656 | 0 | 6072290.6979 | 6072.2907 | 184474.6541 | 6016.3934
5 | 24 | 5 | 20.6 | 3.2889 | 0.24 | 258.6014 | 0.36299 | 0 | 258.6014 | 0 | 1.0417 | 0 | 0 | 0 | 0 | 5208.4593 | -4949.8579 | -7071.2255 | 0 | 6065219.4724 | 6065.2195 | 184259.8321 | 6009.3873
5 | 24 | 6 | 21.1 | 46.0444 | 0.24 | 3620.4194 | 0.30582 | 0 | 3620.4194 | 0 | 1.0152 | 0 | 0 | 0 | 0 | 5076.1375 | -1455.7181 | -2079.5972 | 0 | 6063139.8751 | 6063.1399 | 184196.6544 | 6007.3268
5 | 24 | 7 | 22.8 | 144.0146 | 0.24 | 11323.6934 | 0.2685 | 0 | 11323.6934 | 0 | 1.0321 | 0 | 0 | 0 | 0 | 5160.5497 | 6163.1437 | 0 | 4314.2006 | 6067454.0757 | 6067.4541 | 184327.7188 | 6011.6013
5 | 24 | 8 | 23.9 | 205.0254 | 0.24 | 16120.8985 | 0.28802 | 0 | 16120.8985 | 0 | 1.1644 | 0 | 0 | 0 | 0 | 5822.1586 | 10298.7399 | 0 | 7209.1179 | 6074663.1937 | 6074.6632 | 184546.7299 | 6018.744
5 | 24 | 9 | 24.4 | 258.1835 | 0.24 | 20300.6555 | 0.32712 | 0 | 20300.6555 | 0.32 | 1.0427 | 0 | 0 | 0 | 0 | 6813.5104 | 13487.1451 | 0 | 9441.0015 | 6084104.1952 | 6084.1042 | 184833.5452 | 6028.0981
5 | 24 | 10 | 26.7 | 667.9863 | 0.2366 | 51778.8892 | 0.36293 | 0 | 51778.8892 | 2.16 | 0.0086442 | 0 | 0 | 0 | 0 | 10843.2211 | 40935.6681 | 0 | 28654.9676 | 6112759.1628 | 6112.7592 | 185704.0758 | 6056.4893
5 | 24 | 11 | 28.3 | 419.1866 | 0.2334 | 32053.7333 | 0.39539 | 0 | 32053.7333 | 3.44 | 0.4692 | 0 | 0 | 0 | 0 | 19545.9767 | 12507.7566 | 0 | 8755.4297 | 6121514.5925 | 6121.5146 | 185970.0636 | 6065.1642
5 | 24 | 12 | 30 | 203.5148 | 0.23 | 15335.3704 | 0.40174 | 0 | 15335.3704 | 4.8 | 0.26634 | 0 | 0 | 0 | 0 | 25331.684 | -9996.3136 | -14280.448 | 0 | 6107234.1445 | 6107.2341 | 185536.2272 | 6051.0152
5 | 24 | 13 | 29.4 | 771.3687 | 0.2312 | 58427.8982 | 0.41711 | 0 | 58427.8982 | 4.32 | 1.0252 | 0 | 0 | 0 | 0 | 26726.0772 | 31701.8211 | 0 | 22191.2747 | 6129425.4192 | 6129.4254 | 186210.3925 | 6073.0022
5 | 24 | 14 | 30.6 | 635.3808 | 0.2288 | 47627.8006 | 0.41698 | 0 | 47627.8006 | 5.28 | 0.74558 | 0 | 0 | 0 | 0 | 30127.8972 | 17499.9034 | 0 | 12249.9324 | 6141675.3516 | 6141.6754 | 186582.5423 | 6085.1393
5 | 24 | 15 | 31.1 | 612.0058 | 0.2278 | 45675.1181 | 0.41933 | 0 | 45675.1181 | 5.68 | 1.3361 | 0 | 0 | 0 | 0 | 35080.6523 | 10594.4658 | 0 | 7416.126 | 6149091.4777 | 6149.0915 | 186807.8424 | 6092.4872
5 | 24 | 16 | 29.4 | 393.0901 | 0.2312 | 29774.8996 | 0.40901 | 0 | 29774.8996 | 4.32 | 3.0146 | 0 | 0 | 0 | 0 | 36673.0252 | -6898.1256 | -9854.4651 | 0 | 6139237.0125 | 6139.237 | 186508.4662 | 6082.7234
5 | 24 | 17 | 30 | 74 | 0.23 | 5576.0924 | 0.41411 | 0 | 5576.0924 | 4.8 | 2.7323 | 0 | 0 | 0 | 0 | 37661.5649 | -32085.4725 | -45836.3893 | 0 | 6093400.6232 | 6093.4006 | 185115.9683 | 6037.309
5 | 24 | 18 | 28.9 | 31.2444 | 0.2322 | 2376.87 | 0.44272 | 0 | 2376.87 | 3.92 | 1.2612 | 0 | 0 | 0 | 0 | 25906.0965 | -23529.2265 | -33613.1807 | 0 | 6059787.4425 | 6059.7874 | 184094.8084 | 6004.0052
5 | 24 | 19 | 27.2 | 1.6444 | 0.2356 | 126.9302 | 0.4501 | 0 | 126.9302 | 2.56 | 0.5068 | 0 | 0 | 0 | 0 | 15333.9907 | -15207.0605 | -21724.3722 | 0 | 6038063.0703 | 6038.0631 | 183434.8275 | 5982.4808
5 | 24 | 20 | 26.7 | 0 | 0.2366 | 0 | 0.46388 | 0 | 0 | 2.16 | 0.51352 | 0 | 0 | 0 | 0 | 13367.6014 | -13367.6014 | -19096.5735 | 0 | 6018966.4969 | 6018.9665 | 182854.6784 | 5963.5601
5 | 24 | 21 | 26.1 | 0 | 0.2378 | 0 | 0.50524 | 0 | 0 | 1.68 | 1.1811 | 0 | 0 | 0 | 0 | 14305.7126 | -14305.7126 | -20436.7322 | 0 | 5998529.7646 | 5998.5298 | 182233.8156 | 5943.3114
5 | 24 | 22 | 25.6 | 0 | 0.2388 | 0 | 0.55276 | 0 | 0 | 1.28 | 1.0325 | 0 | 0 | 0 | 0 | 11562.5031 | -11562.5031 | -16517.8616 | 0 | 5982011.9031 | 5982.0119 | 181732.0072 | 5926.9456
5 | 24 | 23 | 25.6 | 0 | 0.2388 | 0 | 0.56796 | 0 | 0 | 1.28 | 0.65379 | 0 | 0 | 0 | 0 | 9668.9327 | -9668.9327 | -13812.761 | 0 | 5968199.142 | 5968.1991 | 181312.379 | 5913.26
5 | 25 | 0 | 25 | 0 | 0.24 | 0 | 0.55195 | 0 | 0 | 0.8 | 0.77889 | 0 | 0 | 0 | 0 | 7894.4473 | -7894.4473 | -11277.7818 | 0 | 5956921.3602 | 5956.9214 | 180969.7628 | 5902.0861
5 | 25 | 1 | 24.4 | 0 | 0.24 | 0 | 0.53703 | 0 | 0 | 0.32 | 0.96171 | 0 | 0 | 0 | 0 | 6408.5602 | -6408.5602 | -9155.0859 | 0 | 5947766.2743 | 5947.7663 | 180691.6336 | 5893.0153
5 | 25 | 2 | 24.4 | 0 | 0.24 | 0 | 0.53911 | 0 | 0 | 0.32 | 0.82825 | 0 | 0 | 0 | 0 | 5741.2477 | -5741.2477 | -8201.7824 | 0 | 5939564.4919 | 5939.5645 | 180442.4656 | 5884.889
5 | 25 | 3 | 23.9 | 0 | 0.24 | 0 | 0.52738 | 0 | 0 | 0 | 1.0426 | 0 | 0 | 0 | 0 | 5213.0221 | -5213.0221 | -7447.1744 | 0 | 5932117.3175 | 5932.1173 | 180216.2223 | 5877.5103
5 | 25 | 4 | 23.9 | 0 | 0.24 | 0 | 0.50768 | 0 | 0 | 0 | 0.99606 | 0 | 0 | 0 | 0 | 4980.3183 | -4980.3183 | -7114.7404 | 0 | 5925002.5771 | 5925.0026 | 180000.0783 | 5870.4611
5 | 25 | 5 | 23.9 | 4.7699 | 0.24 | 375.0511 | 0.49006 | 0 | 375.0511 | 0 | 1.0828 | 0 | 0 | 0 | 0 | 5413.7862 | -5038.7351 | -7198.193 | 0 | 5917804.3841 | 5917.8044 | 179781.399 | 5863.3292
5 | 25 | 6 | 25 | 67.5557 | 0.24 | 5311.8225 | 0.47868 | 0 | 5311.8225 | 0.8 | 0.38443 | 0 | 0 | 0 | 0 | 5922.1682 | -610.3458 | -871.9225 | 0 | 5916932.4616 | 5916.9325 | 179754.9102 | 5862.4653
5 | 25 | 7 | 25.6 | 159.0311 | 0.2388 | 12441.8999 | 0.44456 | 0 | 12441.8999 | 1.28 | 0 | 0 | 0 | 0 | 0 | 6400 | 6041.8999 | 0 | 4229.3299 | 5921161.7915 | 5921.1618 | 179883.3962 | 5866.6557
5 | 25 | 8 | 26.1 | 446.5009 | 0.2378 | 34786.0082 | 0.46979 | 0 | 34786.0082 | 1.68 | 0 | 0 | 0 | 0 | 0 | 8400 | 26386.0082 | 0 | 18470.2058 | 5939631.9973 | 5939.632 | 180444.5164 | 5884.9559
5 | 25 | 9 | 26.7 | 657.0677 | 0.2366 | 50932.5288 | 0.4823 | 0 | 50932.5288 | 2.16 | 0 | 0 | 0 | 0 | 0 | 10800 | 40132.5288 | 0 | 28092.7701 | 5967724.7674 | 5967.7248 | 181297.9676 | 5912.79
5 | 25 | 10 | 29.4 | 817.403 | 0.2312 | 61914.7953 | 0.45875 | 0 | 61914.7953 | 4.32 | 0 | 0 | 0 | 0 | 0 | 21600 | 40314.7953 | 0 | 28220.3567 | 5995945.1241 | 5995.9451 | 182155.2949 | 5940.7506
5 | 25 | 11 | 30.6 | 888.9374 | 0.2288 | 66634.2619 | 0.42827 | 0 | 66634.2619 | 5.28 | 0 | 0 | 0 | 0 | 0 | 26400 | 40234.2619 | 0 | 28163.9833 | 6024109.1075 | 6024.1091 | 183010.9096 | 5968.6553
5 | 25 | 12 | 32.2 | 905.2121 | 0.2256 | 66905.198 | 0.41557 | 0 | 66905.198 | 6.56 | 0 | 0 | 0 | 0 | 0 | 32800 | 34105.198 | 0 | 23873.6386 | 6047982.7461 | 6047.9827 | 183736.1847 | 5992.3092
5 | 25 | 13 | 32.2 | 878.662 | 0.2256 | 64942.8492 | 0.41478 | 0 | 64942.8492 | 6.56 | 0 | 0 | 0 | 0 | 0 | 32800 | 32142.8492 | 0 | 22499.9944 | 6070482.7405 | 6070.4827 | 184419.7288 | 6014.6021
5 | 25 | 14 | 32.8 | 703.2349 | 0.2244 | 51700.3722 | 0.43694 | 0 | 51700.3722 | 7.04 | 0 | 0 | 0 | 0 | 0 | 35200 | 16500.3722 | 0 | 11550.2605 | 6082033.001 | 6082.033 | 184770.6228 | 6026.046
5 | 25 | 15 | 32.8 | 610.3519 | 0.2244 | 44871.8065 | 0.41819 | 0 | 44871.8065 | 7.04 | 0.018347 | 0 | 0 | 0 | 0 | 35291.7341 | 9580.0724 | 0 | 6706.0507 | 6088739.0517 | 6088.7391 | 184974.3509 | 6032.6903
5 | 25 | 16 | 32.2 | 428.1133 | 0.2256 | 31642.3166 | 0.39989 | 0 | 31642.3166 | 6.56 | 0.58582 | 0 | 0 | 0 | 0 | 35729.0757 | -4086.7591 | -5838.2273 | 0 | 6082900.8245 | 6082.9008 | 184796.9871 | 6026.9058
5 | 25 | 17 | 31.7 | 196.5415 | 0.2266 | 14590.984 | 0.42926 | 0 | 14590.984 | 6.16 | 0.41618 | 0 | 0 | 0 | 0 | 32880.9214 | -18289.9374 | -26128.4819 | 0 | 6056772.3425 | 6056.7723 | 184003.2104 | 6001.0179
5 | 25 | 18 | 30 | 53.0692 | 0.23 | 3998.9026 | 0.46757 | 0 | 3998.9026 | 4.8 | 0.091125 | 0 | 0 | 0 | 0 | 24455.6226 | -20456.7199 | -29223.8856 | 0 | 6027548.4569 | 6027.5485 | 183115.3962 | 5972.063
5 | 25 | 19 | 28.9 | -5.6932 | 0.2322 | -433.1005 | 0.49491 | 0 | -433.1005 | 3.92 | 0 | 0 | 0 | 0 | 0 | 19600 | -20033.1005 | -28618.715 | 0 | 5998929.7419 | 5998.9297 | 182245.9668 | 5943.7077
5 | 25 | 20 | 28.3 | 0 | 0.2334 | 0 | 0.52474 | 0 | 0 | 3.44 | 0 | 0 | 0 | 0 | 0 | 17200 | -17200 | -24571.4286 | 0 | 5974358.3133 | 5974.3583 | 181499.4931 | 5919.3625
5 | 25 | 21 | 27.8 | 0 | 0.2344 | 0 | 0.58959 | 0 | 0 | 3.04 | 0 | 0 | 0 | 0 | 0 | 15200 | -15200 | -21714.2857 | 0 | 5952644.0276 | 5952.644 | 180839.8186 | 5897.8481
5 | 25 | 22 | 26.7 | 0 | 0.2366 | 0 | 0.61277 | 0 | 0 | 2.16 | 0.24637 | 0 | 0 | 0 | 0 | 12031.8358 | -12031.8358 | -17188.3369 | 0 | 5935455.6908 | 5935.4557 | 180317.6412 | 5880.818
5 | 25 | 23 | 26.1 | 0 | 0.2378 | 0 | 0.6302 | 0 | 0 | 1.68 | 0.27839 | 0 | 0 | 0 | 0 | 9791.9427 | -9791.9427 | -13988.4895 | 0 | 5921467.2012 | 5921.4672 | 179892.6745 | 5866.9583
5 | 26 | 0 | 25 | 0 | 0.24 | 0 | 0.64419 | 0 | 0 | 0.8 | 0.78482 | 0 | 0 | 0 | 0 | 7924.1056 | -7924.1056 | -11320.1508 | 0 | 5910147.0504 | 5910.1471 | 179548.7712 | 5855.7423
5 | 26 | 1 | 24.4 | 0 | 0.24 | 0 | 0.62042 | 0 | 0 | 0.32 | 0.99753 | 0 | 0 | 0 | 0 | 6587.6508 | -6587.6508 | -9410.9298 | 0 | 5900736.1206 | 5900.7361 | 179262.8695 | 5846.418
5 | 26 | 2 | 23.9 | 0 | 0.24 | 0 | 0.60133 | 0 | 0 | 0 | 1.1501 | 0 | 0 | 0 | 0 | 5750.2942 | -5750.2942 | -8214.7059 | 0 | 5892521.4147 | 5892.5214 | 179013.3088 | 5838.2789
5 | 26 | 3 | 23.9 | 0 | 0.24 | 0 | 0.58269 | 0 | 0 | 0 | 1.1717 | 0 | 0 | 0 | 0 | 5858.6611 | -5858.6611 | -8369.5159 | 0 | 5884151.8988 | 5884.1519 | 178759.045 | 5829.9865
5 | 26 | 4 | 23.3 | 0 | 0.24 | 0 | 0.56701 | 0 | 0 | 0 | 1.1596 | 0 | 0 | 0 | 0 | 5798.2038 | -5798.2038 | -8283.1483 | 0 | 5875868.7505 | 5875.8688 | 178507.4051 | 5821.7796
5 | 26 | 5 | 23.9 | 4.1111 | 0.24 | 323.2517 | 0.53338 | 0 | 323.2517 | 0 | 1.1368 | 0 | 0 | 0 | 0 | 5684.1333 | -5360.8815 | -7658.4022 | 0 | 5868210.3483 | 5868.2103 | 178274.7448 | 5814.1917
5 | 26 | 6 | 23.9 | 58.3778 | 0.24 | 4590.1746 | 0.50721 | 0 | 4590.1746 | 0 | 1.052 | 0 | 0 | 0 | 0 | 5259.791 | -669.6164 | -956.5948 | 0 | 5867253.7535 | 5867.2538 | 178245.6836 | 5813.2439
5 | 26 | 7 | 25.6 | 197.264 | 0.2388 | 15433.0751 | 0.47648 | 0 | 15433.0751 | 1.28 | 0 | 0 | 0 | 0 | 0 | 6400 | 9033.0751 | 0 | 6323.1526 | 5873576.906 | 5873.5769 | 178437.7794 | 5819.5088
5 | 26 | 8 | 26.1 | 200.543 | 0.2378 | 15623.9143 | 0.48893 | 0 | 15623.9143 | 1.68 | 0 | 0 | 0 | 0 | 0 | 8400 | 7223.9143 | 0 | 5056.74 | 5878633.6461 | 5878.6336 | 178591.4019 | 5824.519
5 | 26 | 9 | 27.2 | 459.0432 | 0.2356 | 35432.2897 | 0.47689 | 0 | 35432.2897 | 2.56 | 0 | 0 | 0 | 0 | 0 | 12800 | 22632.2897 | 0 | 15842.6028 | 5894476.2489 | 5894.4762 | 179072.6962 | 5840.2158
5 | 26 | 10 | 28.9 | 807.9597 | 0.2322 | 61464.211 | 0.41548 | 0 | 61464.211 | 3.92 | 0 | 0 | 0 | 0 | 0 | 19600 | 41864.211 | 0 | 29304.9477 | 5923781.1966 | 5923.7812 | 179962.9731 | 5869.251
5 | 26 | 11 | 30.6 | 914.0356 | 0.2288 | 68515.6147 | 0.38064 | 0 | 68515.6147 | 5.28 | 0 | 0 | 0 | 0 | 0 | 26400 | 42115.6147 | 0 | 29480.9303 | 5953262.1269 | 5953.2621 | 180858.5963 | 5898.4605
5 | 26 | 12 | 31.7 | 859.6107 | 0.2266 | 63816.3722 | 0.36876 | 0 | 63816.3722 | 6.16 | 0 | 0 | 0 | 0 | 0 | 30800 | 33016.3722 | 0 | 23111.4605 | 5976373.5874 | 5976.3736 | 181560.7166 | 5921.3592
5 | 26 | 13 | 30.6 | 902.2565 | 0.2288 | 67632.6578 | 0.388 | 0 | 67632.6578 | 5.28 | 0.50215 | 0 | 0 | 0 | 0 | 28910.7649 | 38721.8929 | 0 | 27105.325 | 6003478.9124 | 6003.4789 | 182384.1695 | 5948.215
5 | 26 | 14 | 30 | 789.2563 | 0.23 | 59472.5137 | 0.39848 | 0 | 59472.5137 | 4.8 | 2.3595 | 0 | 0 | 0 | 0 | 35797.6529 | 23674.8608 | 0 | 16572.4026 | 6020051.315 | 6020.0513 | 182887.6349 | 5964.6349
5 | 26 | 15 | 31.1 | 514.409 | 0.2278 | 38391.2886 | 0.40813 | 0 | 38391.2886 | 5.68 | 2.645 | 0 | 0 | 0 | 0 | 41624.8772 | -3233.5886 | -4619.4123 | 0 | 6015431.9027 | 6015.4319 | 182747.2983 | 5960.058
5 | 26 | 16 | 30.6 | 412.0421 | 0.2288 | 30886.4517 | 0.41925 | 0 | 30886.4517 | 5.28 | 3.1828 | 0 | 0 | 0 | 0 | 42314.0493 | -11427.5976 | -16325.1394 | 0 | 5999106.7633 | 5999.1068 | 182251.3447 | 5943.8831
5 | 26 | 17 | 28.9 | 230.4375 | 0.2322 | 17530.1557 | 0.44794 | 0 | 17530.1557 | 3.92 | 3.8625 | 0 | 0 | 0 | 0 | 38912.4155 | -21382.2598 | -30546.0854 | 0 | 5968560.6779 | 5968.5607 | 181323.3624 | 5913.6182
5 | 26 | 18 | 27.8 | 17.2667 | 0.2344 | 1325.9786 | 0.45736 | 0 | 1325.9786 | 3.04 | 2.7042 | 0 | 0 | 0 | 0 | 28720.8536 | -27394.875 | -39135.5357 | 0 | 5929425.1422 | 5929.4251 | 180134.4347 | 5874.843
5 | 26 | 19 | 26.7 | 0.82222 | 0.2366 | 63.7345 | 0.49372 | 0 | 63.7345 | 2.16 | 1.7028 | 0 | 0 | 0 | 0 | 19314.0968 | -19250.3624 | -27500.5177 | 0 | 5901924.6245 | 5901.9246 | 179298.9759 | 5847.5956
5 | 26 | 20 | 27.2 | 0 | 0.2356 | 0 | 0.54934 | 0 | 0 | 2.56 | 0.66878 | 0 | 0 | 0 | 0 | 16143.8913 | -16143.8913 | -23062.7019 | 0 | 5878861.9226 | 5878.8619 | 178598.3369 | 5824.7452
5 | 26 | 21 | 26.7 | 0 | 0.2366 | 0 | 0.62026 | 0 | 0 | 2.16 | 1.3353 | 0 | 0 | 0 | 0 | 17476.421 | -17476.421 | -24966.3157 | 0 | 5853895.6069 | 5853.8956 | 177839.8665 | 5800.0087
5 | 26 | 22 | 26.1 | 0 | 0.2378 | 0 | 0.62428 | 0 | 0 | 1.68 | 0.90509 | 0 | 0 | 0 | 0 | 12925.4594 | -12925.4594 | -18464.9421 | 0 | 5835430.6648 | 5835.4307 | 177278.9063 | 5781.7137
5 | 26 | 23 | 25.6 | 0 | 0.2388 | 0 | 0.6399 | 0 | 0 | 1.28 | 0.74481 | 0 | 0 | 0 | 0 | 10124.074 | -10124.074 | -14462.9629 | 0 | 5820967.7019 | 5820.9677 | 176839.5251 | 5767.3839
5 | 27 | 0 | 25.6 | 0 | 0.2388 | 0 | 0.63344 | 0 | 0 | 1.28 | 0.42679 | 0 | 0 | 0 | 0 | 8533.9312 | -8533.9312 | -12191.3303 | 0 | 5808776.3716 | 5808.7764 | 176469.1556 | 5755.3048
5 | 27 | 1 | 25.6 | 0 | 0.2388 | 0 | 0.62408 | 0 | 0 | 1.28 | 0.21005 | 0 | 0 | 0 | 0 | 7450.2614 | -7450.2614 | -10643.2306 | 0 | 5798133.1411 | 5798.1331 | 176145.8169 | 5744.7595
5 | 27 | 2 | 25 | 0 | 0.24 | 0 | 0.62046 | 0 | 0 | 0.8 | 0.45356 | 0 | 0 | 0 | 0 | 6267.8018 | -6267.8018 | -8954.0026 | 0 | 5789179.1384 | 5789.1791 | 175873.7966 | 5735.888
5 | 27 | 3 | 24.4 | 0 | 0.24 | 0 | 0.58957 | 0 | 0 | 0.32 | 0.91449 | 0 | 0 | 0 | 0 | 6172.4342 | -6172.4342 | -8817.7632 | 0 | 5780361.3753 | 5780.3614 | 175605.9152 | 5727.1514
5 | 27 | 4 | 24.4 | 0 | 0.24 | 0 | 0.5382 | 0 | 0 | 0.32 | 1.0489 | 0 | 0 | 0 | 0 | 6844.3095 | -6844.3095 | -9777.585 | 0 | 5770583.7903 | 5770.5838 | 175308.8746 | 5717.4638
5 | 27 | 5 | 25 | -2.1802 | 0.24 | -171.4272 | 0.50315 | 0 | -171.4272 | 0.8 | 0.42664 | 0 | 0 | 0 | 0 | 6133.1987 | -6304.6259 | -9006.6084 | 0 | 5761577.1819 | 5761.5772 | 175035.2562 | 5708.5401
5 | 27 | 6 | 25 | 78.4473 | 0.24 | 6168.2173 | 0.48995 | 0 | 6168.2173 | 0.8 | 0.36025 | 0 | 0 | 0 | 0 | 5801.2535 | 366.9638 | 0 | 256.8747 | 5761834.0566 | 5761.8341 | 175043.0599 | 5708.7946
5 | 27 | 7 | 26.1 | 255.7542 | 0.2378 | 19925.3103 | 0.44227 | 0 | 19925.3103 | 1.68 | 0 | 0 | 0 | 0 | 0 | 8400 | 11525.3103 | 0 | 8067.7172 | 5769901.7738 | 5769.9018 | 175288.1552 | 5716.788
5 | 27 | 8 | 27.8 | 443.5358 | 0.2344 | 34060.9457 | 0.43994 | 0 | 34060.9457 | 3.04 | 0 | 0 | 0 | 0 | 0 | 15200 | 18860.9457 | 0 | 13202.662 | 5783104.4357 | 5783.1044 | 175689.2487 | 5729.8692
5 | 27 | 9 | 29.4 | 631.4576 | 0.2312 | 47830.2288 | 0.44118 | 0 | 47830.2288 | 4.32 | 0 | 0 | 0 | 0 | 0 | 21600 | 26230.2288 | 0 | 18361.1601 | 5801465.5959 | 5801.4656 | 176247.0561 | 5748.0613
5 | 27 | 10 | 22.8 | 686.2332 | 0.24 | 53957.6934 | 0.39337 | 0 | 53957.6934 | 0 | 2.0994 | 0 | 0 | 0 | 0 | 10496.7679 | 43460.9255 | 0 | 30422.6479 | 5831888.2438 | 5831.8882 | 177171.2884 | 5778.2039
5 | 27 | 11 | 23.9 | 867.6903 | 0.24 | 68225.4487 | 0.38968 | 0 | 68225.4487 | 0 | 4.2557 | 0 | 0 | 0 | 0 | 21278.712 | 46946.7367 | 0 | 32862.7157 | 5864750.9594 | 5864.751 | 178169.6494 | 5810.7641
5 | 27 | 12 | 26.7 | 924.3224 | 0.2366 | 71648.7545 | 0.40732 | 0 | 71648.7545 | 2.16 | 3.5811 | 0 | 0 | 0 | 0 | 28705.5215 | 42943.2329 | 0 | 30060.263 | 5894811.2225 | 5894.8112 | 179082.8726 | 5840.5477
5 | 27 | 13 | 28.3 | 724.9118 | 0.2334 | 55431.4737 | 0.43211 | 0 | 55431.4737 | 3.44 | 2.8234 | 0 | 0 | 0 | 0 | 31316.9121 | 24114.5615 | 0 | 16880.1931 | 5911691.4156 | 5911.6914 | 179595.6886 | 5857.2725
5 | 27 | 14 | 28.3 | 704.1423 | 0.2334 | 53843.3011 | 0.46025 | 0 | 53843.3011 | 3.44 | 3.6255 | 0 | 0 | 0 | 0 | 35327.6311 | 18515.6701 | 0 | 12960.969 | 5924652.3846 | 5924.6524 | 179989.4395 | 5870.1141
5 | 27 | 15 | 28.3 | 603.5117 | 0.2334 | 46148.4313 | 0.50303 | 0 | 46148.4313 | 3.44 | 4.7245 | 0 | 0 | 0 | 0 | 40822.4073 | 5326.024 | 0 | 3728.2168 | 5928380.6014 | 5928.3806 | 180102.7018 | 5873.808
5 | 27 | 16 | 28.3 | 426.0729 | 0.2334 | 32580.3033 | 0.54928 | 0 | 32580.3033 | 3.44 | 4.876 | 0 | 0 | 0 | 0 | 41579.8355 | -8999.5322 | -12856.4746 | 0 | 5915524.1269 | 5915.5241 | 179712.1254 | 5861.0699
5 | 27 | 17 | 26.7 | 210.6201 | 0.2366 | 16326.1918 | 0.57935 | 0 | 16326.1918 | 2.16 | 5.312 | 0 | 0 | 0 | 0 | 37360.0508 | -21033.859 | -30048.37 | 0 | 5885475.7569 | 5885.4758 | 178799.2635 | 5831.2981
5 | 27 | 18 | 26.1 | 45.1735 | 0.2378 | 3519.3752 | 0.62893 | 0 | 3519.3752 | 1.68 | 3.7628 | 0 | 0 | 0 | 0 | 27213.9309 | -23694.5557 | -33849.3653 | 0 | 5851626.3916 | 5851.6264 | 177770.9284 | 5797.7604
5 | 27 | 19 | 25 | -10.6472 | 0.24 | -837.1743 | 0.64469 | 0 | -837.1743 | 0.8 | 2.4612 | 0 | 0 | 0 | 0 | 16306.0063 | -17143.1806 | -24490.258 | 0 | 5827136.1336 | 5827.1361 | 177026.9205 | 5773.4955
5 | 27 | 20 | 25.6 | 0 | 0.2388 | 0 | 0.66117 | 0 | 0 | 1.28 | 1.4345 | 0 | 0 | 0 | 0 | 13572.4254 | -13572.4254 | -19389.1792 | 0 | 5807746.9544 | 5807.747 | 176437.8822 | 5754.2849
5 | 27 | 21 | 25 | 0 | 0.24 | 0 | 0.69962 | 0 | 0 | 0.8 | 2.0578 | 0 | 0 | 0 | 0 | 14289.2398 | -14289.2398 | -20413.1997 | 0 | 5787333.7548 | 5787.3338 | 175817.7343 | 5734.0596
5 | 27 | 22 | 23.9 | 0 | 0.24 | 0 | 0.71198 | 0 | 0 | 0 | 2.3585 | 0 | 0 | 0 | 0 | 11792.6088 | -11792.6088 | -16846.584 | 0 | 5770487.1707 | 5770.4872 | 175305.9394 | 5717.3681
5 | 27 | 23 | 22.8 | 0 | 0.24 | 0 | 0.71008 | 0 | 0 | 0 | 2.2289 | 0 | 0 | 0 | 0 | 11144.6884 | -11144.6884 | -15920.9834 | 0 | 5754566.1874 | 5754.5662 | 174822.2639 | 5701.5936
5 | 28 | 0 | 21.7 | 0 | 0.24 | 0 | 0.69607 | 0 | 0 | 0 | 1.7054 | 0 | 0 | 0 | 0 | 8526.7703 | -8526.7703 | -12181.1004 | 0 | 5742385.087 | 5742.3851 | 174452.2052 | 5689.5247
5 | 28 | 1 | 21.7 | 0 | 0.24 | 0 | 0.65839 | 0 | 0 | 0 | 1.4088 | 0 | 0 | 0 | 0 | 7043.8537 | -7043.8537 | -10062.6481 | 0 | 5732322.4389 | 5732.3224 | 174146.5045 | 5679.5546
5 | 28 | 2 | 21.1 | 0 | 0.24 | 0 | 0.62136 | 0 | 0 | 0 | 1.219 | 0 | 0 | 0 | 0 | 6094.7871 | -6094.7871 | -8706.8387 | 0 | 5723615.6002 | 5723.6156 | 173881.9929 | 5670.928
5 | 28 | 3 | 21.1 | 0 | 0.24 | 0 | 0.5937 | 0 | 0 | 0 | 1.1129 | 0 | 0 | 0 | 0 | 5564.3592 | -5564.3592 | -7949.0846 | 0 | 5715666.5155 | 5715.6665 | 173640.5017 | 5663.052
5 | 28 | 4 | 21.7 | 0 | 0.24 | 0 | 0.56895 | 0 | 0 | 0 | 1.0312 | 0 | 0 | 0 | 0 | 5155.9868 | -5155.9868 | -7365.6955 | 0 | 5708300.8201 | 5708.3008 | 173416.7338 | 5655.7542
5 | 28 | 5 | 20.6 | -10.0983 | 0.24 | -794.018 | 0.54739 | 0 | -794.018 | 0 | 1.0417 | 0 | 0 | 0 | 0 | 5208.4593 | -6002.4772 | -8574.9675 | 0 | 5699725.8526 | 5699.7259 | 173156.2284 | 5647.2581
5 | 28 | 6 | 21.1 | 67.7176 | 0.24 | 5324.5533 | 0.51862 | 0 | 5324.5533 | 0 | 1.0748 | 0 | 0 | 0 | 0 | 5373.8615 | -49.3082 | -70.4403 | 0 | 5699655.4123 | 5699.6554 | 173154.0885 | 5647.1883
5 | 28 | 7 | 21.1 | 243.9163 | 0.24 | 19178.8467 | 0.43755 | 0 | 19178.8467 | 0 | 1.1371 | 0 | 0 | 0 | 0 | 5685.274 | 13493.5727 | 0 | 9445.5009 | 5709100.9132 | 5709.1009 | 173441.0404 | 5656.5469
5 | 28 | 8 | 21.1 | 458.387 | 0.24 | 36042.419 | 0.46694 | 0 | 36042.419 | 0 | 1.1941 | 0 | 0 | 0 | 0 | 5970.4502 | 30071.9688 | 0 | 21050.3781 | 5730151.2913 | 5730.1513 | 174080.5456 | 5677.4035
5 | 28 | 9 | 22.8 | 656.8637 | 0.24 | 51648.4031 | 0.49887 | 0 | 51648.4031 | 0 | 1.3463 | 0 | 0 | 0 | 0 | 6731.3005 | 44917.1026 | 0 | 31441.9718 | 5761593.2631 | 5761.5933 | 175035.7447 | 5708.556
5 | 28 | 10 | 22.8 | 814.2159 | 0.24 | 64020.8204 | 0.46655 | 0 | 64020.8204 | 0 | 1.9013 | 0 | 0 | 0 | 0 | 9506.6359 | 54514.1845 | 0 | 38159.9291 | 5799753.1922 | 5799.7532 | 176195.0337 | 5746.3647
5 | 28 | 11 | 25 | 913.6326 | 0.24 | 71837.8369 | 0.43258 | 0 | 71837.8369 | 0.8 | 2.719 | 0 | 0 | 0 | 0 | 17595.003 | 54242.8339 | 0 | 37969.9837 | 5837723.176 | 5837.7232 | 177348.5522 | 5783.9851
5 | 28 | 12 | 27.2 | 943.673 | 0.2356 | 72839.5445 | 0.43918 | 0 | 72839.5445 | 2.56 | 2.1868 | 0 | 0 | 0 | 0 | 23734.1427 | 49105.4018 | 0 | 34373.7813 | 5872096.9572 | 5872.097 | 178392.819 | 5818.0425
5 | 28 | 13 | 27.8 | 853.0937 | 0.2344 | 65512.5882 | 0.43725 | 0 | 65512.5882 | 3.04 | 2.2077 | 0 | 0 | 0 | 0 | 26238.6794 | 39273.9088 | 0 | 27491.7362 | 5899588.6934 | 5899.5887 | 179228.0109 | 5845.2812
5 | 28 | 14 | 27.8 | 749.0503 | 0.2344 | 57522.6622 | 0.44529 | 0 | 57522.6622 | 3.04 | 2.7779 | 0 | 0 | 0 | 0 | 29089.3013 | 28433.3609 | 0 | 19903.3526 | 5919492.046 | 5919.492 | 179832.6698 | 5865.0013
5 | 28 | 15 | 28.3 | 627.2242 | 0.2334 | 47961.641 | 0.4511 | 0 | 47961.641 | 3.44 | 3.3417 | 0 | 0 | 0 | 0 | 33908.594 | 14053.047 | 0 | 9837.1329 | 5929329.1789 | 5929.3292 | 180131.5194 | 5874.7479
5 | 28 | 16 | 27.8 | 426.3995 | 0.2344 | 32744.9778 | 0.46823 | 0 | 32744.9778 | 3.04 | 4.0226 | 0 | 0 | 0 | 0 | 35312.9881 | -2568.0103 | -3668.5862 | 0 | 5925660.5927 | 5925.6606 | 180020.0686 | 5871.1131
5 | 28 | 17 | 27.8 | 218.8624 | 0.2344 | 16807.345 | 0.48258 | 0 | 16807.345 | 3.04 | 3.4406 | 0 | 0 | 0 | 0 | 32403.0495 | -15595.7045 | -22279.5778 | 0 | 5903381.0149 | 5903.381 | 179343.2207 | 5849.0386
5 | 28 | 18 | 26.1 | 53.6311 | 0.2378 | 4178.2948 | 0.47715 | 0 | 4178.2948 | 1.68 | 2.819 | 0 | 0 | 0 | 0 | 22494.8341 | -18316.5394 | -26166.4848 | 0 | 5877214.5301 | 5877.2145 | 178548.2895 | 5823.113
5 | 28 | 19 | 24.4 | -8.0241 | 0.24 | -630.9257 | 0.4639 | 0 | -630.9257 | 0.32 | 2.5005 | 0 | 0 | 0 | 0 | 14102.6157 | -14733.5414 | -21047.9163 | 0 | 5856166.6138 | 5856.1666 | 177908.8592 | 5802.2588
5 | 28 | 20 | 23.3 | 0 | 0.24 | 0 | 0.47533 | 0 | 0 | 0 | 2.5529 | 0 | 0 | 0 | 0 | 12764.4895 | -12764.4895 | -18234.985 | 0 | 5837931.6288 | 5837.9316 | 177354.8849 | 5784.1917
5 | 28 | 21 | 22.2 | 0 | 0.24 | 0 | 0.53499 | 0 | 0 | 0 | 2.7569 | 0 | 0 | 0 | 0 | 13784.2798 | -13784.2798 | -19691.8283 | 0 | 5818239.8004 | 5818.2398 | 176756.6522 | 5764.6811
5 | 28 | 22 | 21.1 | 0 | 0.24 | 0 | 0.57063 | 0 | 0 | 0 | 2.2652 | 0 | 0 | 0 | 0 | 11326.0605 | -11326.0605 | -16180.0864 | 0 | 5802059.7141 | 5802.0597 | 176265.1052 | 5748.65
5 | 28 | 23 | 20.6 | 0 | 0.24 | 0 | 0.57591 | 0 | 0 | 0 | 1.8359 | 0 | 0 | 0 | 0 | 9179.2535 | -9179.2535 | -13113.2194 | 0 | 5788946.4947 | 5788.9465 | 175866.729 | 5735.6575
5 | 29 | 0 | 20 | 0 | 0.24 | 0 | 0.56828 | 0 | 0 | 0 | 1.4863 | 0 | 0 | 0 | 0 | 7431.6934 | -7431.6934 | -10616.7049 | 0 | 5778329.7899 | 5778.3298 | 175544.1961 | 5725.1385
5 | 29 | 1 | 20 | 0 | 0.24 | 0 | 0.54828 | 0 | 0 | 0 | 1.3298 | 0 | 0 | 0 | 0 | 6649.1697 | -6649.1697 | -9498.8139 | 0 | 5768830.9759 | 5768.831 | 175255.6246 | 5715.7271
5 | 29 | 2 | 18.9 | 0 | 0.24 | 0 | 0.53312 | 0 | 0 | 0 | 1.1464 | 0 | 0 | 0 | 0 | 5732.0429 | -5732.0429 | -8188.6327 | 0 | 5760642.3432 | 5760.6423 | 175006.856 | 5707.6139
5 | 29 | 3 | 17.8 | 0 | 0.24 | 0 | 0.52045 | 0 | 0 | 0 | 1.0166 | 0 | 0 | 0 | 0 | 5082.9817 | -5082.9817 | -7261.4024 | 0 | 5753380.9408 | 5753.3809 | 174786.2564 | 5700.4193
5 | 29 | 4 | 17.8 | 0 | 0.24 | 0 | 0.49906 | 0 | 0 | 0 | 0.98352 | 0 | 0 | 0 | 0 | 4917.5795 | -4917.5795 | -7025.1135 | 0 | 5746355.8273 | 5746.3558 | 174572.8353 | 5693.4588
5 | 29 | 5 | 18.3 | -8.7318 | 0.24 | -686.5717 | 0.48228 | 0 | -686.5717 | 0 | 0.96025 | 0 | 0 | 0 | 0 | 4801.2276 | -5487.7993 | -7839.7132 | 0 | 5738516.114 | 5738.5161 | 174334.6668 | 5685.6913
5 | 29 | 6 | 21.7 | 68.6726 | 0.24 | 5399.6429 | 0.4972 | 0 | 5399.6429 | 0 | 0.9461 | 0 | 0 | 0 | 0 | 4730.5038 | 669.1391 | 0 | 468.3974 | 5738984.5114 | 5738.9845 | 174348.8965 | 5686.1554
5 | 29 | 7 | 23.3 | 242.3693 | 0.24 | 19057.2079 | 0.46926 | 0 | 19057.2079 | 0 | 1.265 | 0 | 0 | 0 | 0 | 6325.2095 | 12731.9984 | 0 | 8912.3989 | 5747896.9103 | 5747.8969 | 174619.653 | 5694.9857
5 | 29 | 8 | 25 | 453.8765 | 0.24 | 35687.7629 | 0.4908 | 0 | 35687.7629 | 0.8 | 1.0675 | 0 | 0 | 0 | 0 | 9337.4391 | 26350.3237 | 0 | 18445.2266 | 5766342.1369 | 5766.3421 | 175180.0143 | 5713.2612
5 | 29 | 9 | 26.7 | 619.5449 | 0.2366 | 48023.9538 | 0.47436 | 0 | 48023.9538 | 2.16 | 0 | 0 | 0 | 0 | 0 | 10800 | 37223.9538 | 0 | 26056.7677 | 5792398.9046 | 5792.3989 | 175971.6123 | 5739.0781
5 | 29 | 10 | 27.2 | 752.9459 | 0.2356 | 58117.8426 | 0.43727 | 0 | 58117.8426 | 2.56 | 0 | 0 | 0 | 0 | 0 | 12800 | 45317.8426 | 0 | 31722.4898 | 5824121.3944 | 5824.1214 | 176935.3335 | 5770.5086
5 | 29 | 11 | 28.3 | 831.3152 | 0.2334 | 63567.7675 | 0.3738 | 0 | 63567.7675 | 3.44 | 0.55224 | 0 | 0 | 0 | 0 | 19961.1933 | 43606.5742 | 0 | 30524.6019 | 5854645.9963 | 5854.646 | 177862.6632 | 5800.7522
5 | 29 | 12 | 28.9 | 875.8314 | 0.2322 | 66627.4404 | 0.34414 | 0 | 66627.4404 | 3.92 | 0.93498 | 0 | 0 | 0 | 0 | 24274.8882 | 42352.5522 | 0 | 29646.7865 | 5884292.7829 | 5884.2928 | 178763.325 | 5830.1261
5 | 29 | 13 | 29.4 | 840.0454 | 0.2312 | 63629.8664 | 0.31687 | 0 | 63629.8664 | 4.32 | 0.95837 | 0 | 0 | 0 | 0 | 26391.8506 | 37238.0158 | 0 | 26066.611 | 5910359.3939 | 5910.3594 | 179555.2221 | 5855.9527
5 | 29 | 14 | 30 | 747.7941 | 0.23 | 56348.2276 | 0.30956 | 0 | 56348.2276 | 4.8 | 1.3197 | 0 | 0 | 0 | 0 | 30598.3193 | 25749.9084 | 0 | 18024.9358 | 5928384.3298 | 5928.3843 | 180102.8151 | 5873.8117
5 | 29 | 15 | 29.4 | 608.7046 | 0.2312 | 46106.7855 | 0.29798 | 0 | 46106.7855 | 4.32 | 3.2617 | 0 | 0 | 0 | 0 | 37908.4088 | 8198.3767 | 0 | 5738.8637 | 5934123.1935 | 5934.1232 | 180277.1603 | 5879.4978
5 | 29 | 16 | 28.3 | 405.0198 | 0.2334 | 30970.4518 | 0.30463 | 0 | 30970.4518 | 3.44 | 4.3857 | 0 | 0 | 0 | 0 | 39128.4603 | -8158.0085 | -11654.2978 | 0 | 5922468.8956 | 5922.4689 | 179923.1057 | 5867.9507
5 | 29 | 17 | 27.8 | 213.0391 | 0.2344 | 16360.1536 | 0.32989 | 0 | 16360.1536 | 3.04 | 4.1396 | 0 | 0 | 0 | 0 | 35898.1698 | -19538.0162 | -27911.4517 | 0 | 5894557.4439 | 5894.5574 | 179075.1629 | 5840.2962
5 | 29 | 18 | 26.7 | 48.3514 | 0.2366 | 3747.9507 | 0.35952 | 0 | 3747.9507 | 2.16 | 3.1862 | 0 | 0 | 0 | 0 | 26730.9611 | -22983.0104 | -32832.872 | 0 | 5861724.5719 | 5861.7246 | 178077.7085 | 5807.7656
5 | 29 | 19 | 26.7 | -9.5264 | 0.2366 | -738.4388 | 0.36298 | 0 | -738.4388 | 2.16 | 1.8924 | 0 | 0 | 0 | 0 | 20262.0227 | -21000.4616 | -30000.6594 | 0 | 5831723.9125 | 5831.7239 | 177166.2961 | 5778.0411
5 | 29 | 20 | 26.1 | 0 | 0.2378 | 0 | 0.36526 | 0 | 0 | 1.68 | 2.2016 | 0 | 0 | 0 | 0 | 19408.0862 | -19408.0862 | -27725.8375 | 0 | 5803998.075 | 5803.9981 | 176323.9922 | 5750.5705
5 | 29 | 21 | 23.3 | 0 | 0.24 | 0 | 0.39877 | 0 | 0 | 0 | 3.8136 | 0 | 0 | 0 | 0 | 19068.0256 | -19068.0256 | -27240.0366 | 0 | 5776758.0384 | 5776.758 | 175496.4467 | 5723.5812
5 | 29 | 22 | 22.8 | 0 | 0.24 | 0 | 0.42414 | 0 | 0 | 0 | 3.0382 | 0 | 0 | 0 | 0 | 15190.7692 | -15190.7692 | -21701.0988 | 0 | 5755056.9396 | 5755.0569 | 174837.1728 | 5702.0799
5 | 29 | 23 | 22.2 | 0 | 0.24 | 0 | 0.44733 | 0 | 0 | 0 | 2.8639 | 0 | 0 | 0 | 0 | 14319.2705 | -14319.2705 | -20456.1007 | 0 | 5734600.8389 | 5734.6008 | 174215.7217 | 5681.8121
5 | 30 | 0 | 21.7 | 0 | 0.24 | 0 | 0.44604 | 0 | 0 | 0 | 3.0115 | 0 | 0 | 0 | 0 | 15057.3067 | -15057.3067 | -21510.4381 | 0 | 5713090.4008 | 5713.0904 | 173562.24 | 5660.4996
5 | 30 | 1 | 21.7 | 0 | 0.24 | 0 | 0.44691 | 0 | 0 | 0 | 2.0234 | 0 | 0 | 0 | 0 | 10116.9131 | -10116.9131 | -14452.733 | 0 | 5698637.6678 | 5698.6377 | 173123.1697 | 5646.18
5 | 30 | 2 | 22.2 | 0 | 0.24 | 0 | 0.42494 | 0 | 0 | 0 | 1.432 | 0 | 0 | 0 | 0 | 7160.2056 | -7160.2056 | -10228.8652 | 0 | 5688408.8026 | 5688.4088 | 172812.4193 | 5636.0452
5 | 30 | 3 | 22.2 | 0 | 0.24 | 0 | 0.38922 | 0 | 0 | 0 | 1.19 | 0 | 0 | 0 | 0 | 5949.9175 | -5949.9175 | -8499.8822 | 0 | 5679908.9204 | 5679.9089 | 172554.195 | 5627.6236
5 | 30 | 4 | 22.2 | 0 | 0.24 | 0 | 0.3627 | 0 | 0 | 0 | 1.0421 | 0 | 0 | 0 | 0 | 5210.7407 | -5210.7407 | -7443.9152 | 0 | 5672465.0051 | 5672.465 | 172328.0508 | 5620.2482
5 | 30 | 5 | 22.8 | -8.1745 | 0.24 | -642.7493 | 0.33961 | 0 | -642.7493 | 0 | 1.1279 | 0 | 0 | 0 | 0 | 5639.6458 | -6282.3951 | -8974.8501 | 0 | 5663490.155 | 5663.4902 | 172055.3971 | 5611.356
5 | 30 | 6 | 23.3 | 69.5146 | 0.24 | 5465.8503 | 0.35131 | 0 | 5465.8503 | 0 | 1.3022 | 0 | 0 | 0 | 0 | 6511.1444 | -1045.2942 | -1493.2774 | 0 | 5661996.8776 | 5661.9969 | 172010.0317 | 5609.8765
5 | 30 | 7 | 23.9 | 246.3551 | 0.24 | 19370.6025 | 0.28667 | 0 | 19370.6025 | 0 | 1.1736 | 0 | 0 | 0 | 0 | 5867.7868 | 13502.8157 | 0 | 9451.971 | 5671448.8486 | 5671.4488 | 172297.1802 | 5619.2414
5 | 30 | 8 | 24.4 | 457.9295 | 0.24 | 36006.4441 | 0.3027 | 0 | 36006.4441 | 0.32 | 0.99776 | 0 | 0 | 0 | 0 | 6588.7916 | 29417.6525 | 0 | 20592.3568 | 5692041.2054 | 5692.0412 | 172922.7708 | 5639.6442
5 | 30 | 9 | 26.7 | 599.8198 | 0.2366 | 46494.97 | 0.29882 | 0 | 46494.97 | 2.16 | 0 | 0 | 0 | 0 | 0 | 10800 | 35694.97 | 0 | 24986.479 | 5717027.6844 | 5717.0277 | 173681.8537 | 5664.4007
5 | 30 | 10 | 28.3 | 777.4067 | 0.2334 | 59445.577 | 0.25873 | 0 | 59445.577 | 3.44 | 0 | 0 | 0 | 0 | 0 | 17200 | 42245.577 | 0 | 29571.9039 | 5746599.5883 | 5746.5996 | 174580.2407 | 5693.7004
5 | 30 | 11 | 31.1 | 821.2889 | 0.2278 | 61294.3005 | 0.24173 | 0 | 61294.3005 | 5.68 | 0 | 0 | 0 | 0 | 0 | 28400 | 32894.3005 | 0 | 23026.0103 | 5769625.5986 | 5769.6256 | 175279.765 | 5716.5144
5 | 30 | 12 | 32.2 | 880.9253 | 0.2256 | 65110.1331 | 0.23624 | 0 | 65110.1331 | 6.56 | 0 | 0 | 0 | 0 | 0 | 32800 | 32310.1331 | 0 | 22617.0932 | 5792242.6917 | 5792.2427 | 175966.8666 | 5738.9233
5 | 30 | 13 | 33.9 | 867.9747 | 0.2222 | 63186.1002 | 0.25098 | 0 | 63186.1002 | 7.92 | 0 | 0 | 0 | 0 | 0 | 39600 | 23586.1002 | 0 | 16510.2701 | 5808752.9619 | 5808.753 | 176468.4444 | 5755.2816
5 | 30 | 14 | 34.4 | 763.9757 | 0.2212 | 55364.9676 | 0.27413 | 0 | 55364.9676 | 8.32 | 0 | 0 | 0 | 0 | 0 | 41600 | 13764.9676 | 0 | 9635.4773 | 5818388.4392 | 5818.3884 | 176761.1678 | 5764.8284
5 | 30 | 15 | 35 | 559.9647 | 0.22 | 40360.237 | 0.30884 | 0 | 40360.237 | 8.8 | 0 | 0 | 0 | 0 | 0 | 44000 | -3639.763 | -5199.6614 | 0 | 5813188.7778 | 5813.1888 | 176603.2034 | 5759.6766
5 | 30 | 16 | 34.4 | 348.783 | 0.2212 | 25276.1472 | 0.32665 | 0 | 25276.1472 | 8.32 | 0 | 0 | 0 | 0 | 0 | 41600 | -16323.8528 | -23319.7897 | 0 | 5789868.9881 | 5789.869 | 175894.7541 | 5736.5715
5 | 30 | 17 | 33.9 | 196.3989 | 0.2222 | 14297.2815 | 0.35683 | 0 | 14297.2815 | 7.92 | 0 | 0 | 0 | 0 | 0 | 39600 | -25302.7185 | -36146.7407 | 0 | 5753722.2474 | 5753.7222 | 174796.6252 | 5700.7575
5 | 30 | 18 | 32.2 | 55.4051 | 0.2256 | 4095.0488 | 0.38763 | 0 | 4095.0488 | 6.56 | 0 | 0 | 0 | 0 | 0 | 32800 | -28704.9512 | -41007.0731 | 0 | 5712715.1743 | 5712.7152 | 173550.8407 | 5660.1279
5 | 30 | 19 | 27.8 | 1.2274 | 0.2344 | 94.2583 | 0.39865 | 0 | 94.2583 | 3.04 | 0.3769 | 0 | 0 | 0 | 0 | 17084.5214 | -16990.2631 | -24271.8045 | 0 | 5688443.3698 | 5688.4434 | 172813.4695 | 5636.0795
5 | 30 | 20 | 25.6 | 0 | 0.2388 | 0 | 0.40625 | 0 | 0 | 1.28 | 1.6083 | 0 | 0 | 0 | 0 | 14441.6427 | -14441.6427 | -20630.9181 | 0 | 5667812.4517 | 5667.8125 | 172186.7074 | 5615.6385
5 | 30 | 21 | 25 | 0 | 0.24 | 0 | 0.43909 | 0 | 0 | 0.8 | 2.5737 | 0 | 0 | 0 | 0 | 16868.3739 | -16868.3739 | -24097.677 | 0 | 5643714.7748 | 5643.7148 | 171454.6261 | 5591.7626
5 | 30 | 22 | 23.9 | 0 | 0.24 | 0 | 0.44779 | 0 | 0 | 0 | 3.288 | 0 | 0 | 0 | 0 | 16439.8412 | -16439.8412 | -23485.4874 | 0 | 5620229.2873 | 5620.2293 | 170741.1429 | 5568.4933
5 | 30 | 23 | 22.2 | 0 | 0.24 | 0 | 0.45826 | 0 | 0 | 0 | 3.2816 | 0 | 0 | 0 | 0 | 16407.9015 | -16407.9015 | -23439.8592 | 0 | 5596789.4281 | 5596.7894 | 170029.0459 | 5545.2693
5 | 31 | 0 | 21.1 | 0 | 0.24 | 0 | 0.45934 | 0 | 0 | 0 | 3.1931 | 0 | 0 | 0 | 0 | 15965.3079 | -15965.3079 | -22807.5827 | 0 | 5573981.8454 | 5573.9818 | 169336.1573 | 5522.6716
5 | 31 | 1 | 21.1 | 0 | 0.24 | 0 | 0.44302 | 0 | 0 | 0 | 2.8771 | 0 | 0 | 0 | 0 | 14385.4314 | -14385.4314 | -20550.6163 | 0 | 5553431.2291 | 5553.4312 | 168711.8348 | 5502.3102
5 | 31 | 2 | 21.1 | 0 | 0.24 | 0 | 0.42674 | 0 | 0 | 0 | 2.6864 | 0 | 0 | 0 | 0 | 13431.802 | -13431.802 | -19188.2885 | 0 | 5534242.9406 | 5534.2429 | 168128.8995 | 5483.2985
5 | 31 | 3 | 21.1 | 0 | 0.24 | 0 | 0.37093 | 0 | 0 | 0 | 2.6124 | 0 | 0 | 0 | 0 | 13062.2135 | -13062.2135 | -18660.3051 | 0 | 5515582.6355 | 5515.5826 | 167562.0041 | 5464.81
5 | 31 | 4 | 21.7 | 0 | 0.24 | 0 | 0.36035 | 0 | 0 | 0 | 2.5257 | 0 | 0 | 0 | 0 | 12628.7456 | -12628.7456 | -18041.0652 | 0 | 5497541.5703 | 5497.5416 | 167013.9211 | 5446.935
5 | 31 | 5 | 21.1 | -7.3957 | 0.24 | -581.5142 | 0.34585 | 0 | -581.5142 | 0 | 2.4589 | 0 | 0 | 0 | 0 | 12294.519 | -12876.0332 | -18394.3332 | 0 | 5479147.2371 | 5479.1472 | 166455.1059 | 5428.71
5 | 31 | 6 | 25 | 68.4335 | 0.24 | 5380.841 | 0.31041 | 0 | 5380.841 | 0.8 | 1.347 | 0 | 0 | 0 | 0 | 10734.8028 | -5353.9618 | -7648.5169 | 0 | 5471498.7202 | 5471.4987 | 166222.7459 | 5421.1319
5 | 31 | 7 | 26.7 | 221.2075 | 0.2366 | 17146.8739 | 0.28508 | 0 | 17146.8739 | 2.16 | 0 | 0 | 0 | 0 | 0 | 10800 | 6346.8739 | 0 | 4442.8117 | 5475941.532 | 5475.9415 | 166357.7174 | 5425.5338
5 | 31 | 8 | 28.3 | 391.1177 | 0.2334 | 29907.404 | 0.284 | 0 | 29907.404 | 3.44 | 0 | 0 | 0 | 0 | 0 | 17200 | 12707.404 | 0 | 8895.1828 | 5484836.7148 | 5484.8367 | 166627.9508 | 5434.3471
5 | 31 | 9 | 30.6 | 536.0457 | 0.2288 | 40181.6933 | 0.23951 | 0 | 40181.6933 | 5.28 | 0 | 0 | 0 | 0 | 0 | 26400 | 13781.6933 | 0 | 9647.1853 | 5494483.9001 | 5494.4839 | 166921.0299 | 5443.9055
5 | 31 | 10 | 31.7 | 643.7877 | 0.2266 | 47793.9586 | 0.18365 | 0 | 47793.9586 | 6.16 | 0 | 0 | 0 | 0 | 0 | 30800 | 16993.9586 | 0 | 11895.771 | 5506379.6711 | 5506.3797 | 167282.4204 | 5455.6917
5 | 31 | 11 | 32.8 | 699.4045 | 0.2244 | 51418.7685 | 0.15081 | 0 | 51418.7685 | 7.04 | 0 | 0 | 0 | 0 | 0 | 35200 | 16218.7685 | 0 | 11353.138 | 5517732.8091 | 5517.7328 | 167627.3258 | 5466.9404
5 | 31 | 12 | 33.9 | 712.2495 | 0.2222 | 51849.74 | 0.13174 | 0 | 51849.74 | 7.92 | 0 | 0 | 0 | 0 | 0 | 39600 | 12249.74 | 0 | 8574.818 | 5526307.6271 | 5526.3076 | 167887.8266 | 5475.4363
5 | 31 | 13 | 35 | 663.6624 | 0.22 | 47834.3948 | 0.12509 | 0 | 47834.3948 | 8.8 | 0 | 0 | 0 | 0 | 0 | 44000 | 3834.3948 | 0 | 2684.0763 | 5528991.7034 | 5528.9917 | 167969.3682 | 5478.0956
5 | 31 | 14 | 35 | 590.0311 | 0.22 | 42527.3144 | 0.12109 | 0 | 42527.3144 | 8.8 | 0 | 0 | 0 | 0 | 0 | 44000 | -1472.6856 | -2103.8365 | 0 | 5526887.8669 | 5526.8879 | 167905.4542 | 5476.0112
5 | 31 | 15 | 28.3 | 492.0811 | 0.2334 | 37627.7215 | 0.14099 | 0 | 37627.7215 | 3.44 | 3.1617 | 0 | 0 | 0 | 0 | 33008.5777 | 4619.1438 | 0 | 3233.4007 | 5530121.2676 | 5530.1213 | 168003.6841 | 5479.2148
5 | 31 | 16 | 25.6 | 349.1356 | 0.2388 | 27314.8549 | 0.18103 | 0 | 27314.8549 | 1.28 | 5.3466 | 0 | 0 | 0 | 0 | 33133.2356 | -5818.3808 | -8311.9725 | 0 | 5521809.2951 | 5521.8093 | 167751.1685 | 5470.9793
5 | 31 | 17 | 26.1 | 197.1081 | 0.2378 | 15356.3046 | 0.21377 | 0 | 15356.3046 | 1.68 | 4.5118 | 0 | 0 | 0 | 0 | 30958.8656 | -15602.561 | -22289.3729 | 0 | 5499519.9222 | 5499.5199 | 167074.023 | 5448.8951
5 | 31 | 18 | 24.4 | 57.046 | 0.24 | 4485.4562 | 0.27257 | 0 | 4485.4562 | 0.32 | 3.9447 | 0 | 0 | 0 | 0 | 21323.2787 | -16837.8225 | -24054.0321 | 0 | 5475465.8901 | 5475.4659 | 166343.2675 | 5425.0625
5 | 31 | 19 | 23.3 | -5.4131 | 0.24 | -425.6249 | 0.33833 | 0 | -425.6249 | 0 | 2.7475 | 0 | 0 | 0 | 0 | 13737.5109 | -14163.1358 | -20233.0511 | 0 | 5455232.8389 | 5455.2328 | 165728.5926 | 5405.0157
5 | 31 | 20 | 23.3 | 0 | 0.24 | 0 | 0.37967 | 0 | 0 | 0 | 2.4391 | 0 | 0 | 0 | 0 | 12195.2777 | -12195.2777 | -17421.8253 | 0 | 5437811.0136 | 5437.811 | 165199.3219 | 5387.7543
5 | 31 | 21 | 23.7 | 0 | 0.24 | 0 | 0.45661 | 0 | 0 | 0 | 2.6797 | 0 | 0 | 0 | 0 | 13398.7215 | -13398.7215 | -19141.0308 | 0 | 5418669.9829 | 5418.67 | 164617.8223 | 5368.7895
5 | 31 | 22 | 24.1 | 0 | 0.24 | 0 | 0.50258 | 0 | 0 | 0.08 | 2.0617 | 0 | 0 | 0 | 0 | 10708.6736 | -10708.6736 | -15298.1052 | 0 | 5403371.8777 | 5403.3719 | 164153.0697 | 5353.6322
5 | 31 | 23 | 24.5 | 0 | 0.24 | 0 | 0.52355 | 0 | 0 | 0.4 | 1.4698 | 0 | 0 | 0 | 0 | 9349.0324 | -9349.0324 | -13355.7606 | 0 | 5390016.1171 | 5390.0161 | 163747.3251 | 5340.3994
6 | 1 | 0 | 24.9 | 0 | 0.24 | 0 | 0.51736 | 0 | 0 | 0.72 | 1.1774 | 0 | 0 | 0 | 0 | 9487.1369 | -9487.1369 | -13553.0527 | 0 | 5376463.0644 | 5376.4631 | 163335.5868 | 5326.9711
6 | 1 | 1 | 25.3 | 0 | 0.2394 | 0 | 0.48896 | 0 | 0 | 1.04 | 1.4634 | 0 | 0 | 0 | 0 | 12516.9287 | -12516.9287 | -17881.3267 | 0 | 5358581.7377 | 5358.5817 | 162792.3566 | 5309.2543
6 | 1 | 2 | 25.7 | 0 | 0.2386 | 0 | 0.45964 | 0 | 0 | 1.36 | 1.2842 | 0 | 0 | 0 | 0 | 13220.8229 | -13220.8229 | -18886.8898 | 0 | 5339694.8479 | 5339.6948 | 162218.5777 | 5290.5413
6 | 1 | 3 | 26.1 | 0 | 0.2378 | 0 | 0.44101 | 0 | 0 | 1.68 | 0.86083 | 0 | 0 | 0 | 0 | 12704.1627 | -12704.1627 | -18148.8038 | 0 | 5321546.0441 | 5321.546 | 161667.2216 | 5272.5596
6 | 1 | 4 | 26.1 | 0 | 0.2378 | 0 | 0.42146 | 0 | 0 | 1.68 | 0.5752 | 0 | 0 | 0 | 0 | 11275.9999 | -11275.9999 | -16108.5713 | 0 | 5305437.4728 | 5305.4375 | 161177.8473 | 5256.5993
6 | 1 | 5 | 24.4 | -3.9671 | 0.24 | -311.9264 | 0.4091 | 0 | -311.9264 | 0.32 | 1.5553 | 0 | 0 | 0 | 0 | 9376.6747 | -9688.6011 | -13840.8587 | 0 | 5291596.614 | 5291.5966 | 160757.3655 | 5242.8858
6 | 1 | 6 | 26.1 | 70.9271 | 0.2378 | 5525.7906 | 0.38512 | 0 | 5525.7906 | 1.68 | 0.14995 | 0 | 0 | 0 | 0 | 9149.7257 | -3623.9351 | -5177.0501 | 0 | 5286419.5639 | 5286.4196 | 160600.088 | 5237.7564
6 | 1 | 7 | 26.1 | 232.9591 | 0.2378 | 18149.3828 | 0.31157 | 0 | 18149.3828 | 1.68 | 0.092682 | 0 | 0 | 0 | 0 | 8863.4088 | 9285.974 | 0 | 6500.1818 | 5292919.7457 | 5292.9197 | 160797.5619 | 5244.1968
6 | 1 | 8 | 27.2 | 448.4736 | 0.2356 | 34616.4535 | 0.318 | 0 | 34616.4535 | 2.56 | 0 | 0 | 0 | 0 | 0 | 12800 | 21816.4535 | 0 | 15271.5174 | 5308191.2632 | 5308.1913 | 161261.5067 | 5259.3277
6 | 1 | 9 | 28.3 | 589.7928 | 0.2334 | 45099.3967 | 0.30728 | 0 | 45099.3967 | 3.44 | 0 | 0 | 0 | 0 | 0 | 17200 | 27899.3967 | 0 | 19529.5777 | 5327720.8409 | 5327.7208 | 161854.8104 | 5278.6775
6 | 1 | 10 | 31.1 | 755.6017 | 0.2278 | 56391.9448 | 0.25183 | 0 | 56391.9448 | 5.68 | 0 | 0 | 0 | 0 | 0 | 28400 | 27991.9448 | 0 | 19594.3614 | 5347315.2022 | 5347.3152 | 162450.0821 | 5298.0915
6 | 1 | 11 | 31.1 | 861.5962 | 0.2278 | 64302.5031 | 0.22401 | 0 | 64302.5031 | 5.68 | 0 | 0 | 0 | 0 | 0 | 28400 | 35902.5031 | 0 | 25131.7522 | 5372446.9544 | 5372.447 | 163213.5784 | 5322.9919
6 | 1 | 12 | 32.8 | 930.7023 | 0.2244 | 68423.3029 | 0.23048 | 0 | 68423.3029 | 7.04 | 0 | 0 | 0 | 0 | 0 | 35200 | 33223.3029 | 0 | 23256.312 | 5395703.2664 | 5395.7033 | 163920.0992 | 5346.0342
6 | 1 | 13 | 34.4 | 858.3328 | 0.2212 | 62202.9896 | 0.25848 | 0 | 62202.9896 | 8.32 | 0 | 0 | 0 | 0 | 0 | 41600 | 20602.9896 | 0 | 14422.0927 | 5410125.3592 | 5410.1254 | 164358.2388 | 5360.3235
6 | 1 | 14 | 35 | 726.481 | 0.22 | 52362.1375 | 0.31607 | 0 | 52362.1375 | 8.8 | 0 | 0 | 0 | 0 | 0 | 44000 | 8362.1375 | 0 | 5853.4962 | 5415978.8554 | 5415.9789 | 164536.0665 | 5366.1231
6 | 1 | 15 | 35.6 | 257.8694 | 0.2188 | 18484.9211 | 0.38997 | 0 | 18484.9211 | 9.28 | 0 | 0 | 0 | 0 | 0 | 46400 | -27915.0789 | -39878.6841 | 0 | 5376100.1713 | 5376.1002 | 163324.5622 | 5326.6115
6 | 1 | 16 | 35.6 | 113.4667 | 0.2188 | 8133.6601 | 0.4588 | 0 | 8133.6601 | 9.28 | 0 | 0 | 0 | 0 | 0 | 46400 | -38266.3399 | -54666.1998 | 0 | 5321433.9715 | 5321.434 | 161663.8169 | 5272.4485
6 | 1 | 17 | 34.4 | 234.903 | 0.2212 | 17023.3163 | 0.52249 | 0 | 17023.3163 | 8.32 | 0 | 0 | 0 | 0 | 0 | 41600 | -24576.6837 | -35109.5482 | 0 | 5286324.4233 | 5286.3244 | 160597.1977 | 5237.6622
6 | 1 | 18 | 32.8 | 47.6889 | 0.2244 | 3505.9883 | 0.56789 | 0 | 3505.9883 | 7.04 | 0 | 0 | 0 | 0 | 0 | 35200 | -31694.0117 | -45277.1596 | 0 | 5241047.2637 | 5241.0473 | 159221.689 | 5192.8018
6 | 1 | 19 | 30.6 | 2.4667 | 0.2288 | 184.9 | 0.54749 | 0 | 184.9 | 5.28 | 0 | 0 | 0 | 0 | 0 | 26400 | -26215.1 | -37450.1429 | 0 | 5203597.1208 | 5203.5971 | 158083.9632 | 5155.6964
6 | 1 | 20 | 29.4 | 0 | 0.2312 | 0 | 0.55701 | 0 | 0 | 4.32 | 0 | 0 | 0 | 0 | 0 | 21600 | -21600 | -30857.1429 | 0 | 5172739.978 | 5172.74 | 157146.531 | 5125.1233
6 | 1 | 21 | 28.9 | 0 | 0.2322 | 0 | 0.55205 | 0 | 0 | 3.92 | 0 | 0 | 0 | 0 | 0 | 19600 | -19600 | -28000 | 0 | 5144739.978 | 5144.74 | 156295.8981 | 5097.3811
6 | 1 | 22 | 27.8 | 0 | 0.2344 | 0 | 0.54098 | 0 | 0 | 3.04 | 0 | 0 | 0 | 0 | 0 | 15200 | -15200 | -21714.2857 | 0 | 5123025.6922 | 5123.0257 | 155636.2236 | 5075.8667
6 | 1 | 23 | 27.2 | 0 | 0.2356 | 0 | 0.53345 | 0 | 0 | 2.56 | 0 | 0 | 0 | 0 | 0 | 12800 | -12800 | -18285.7143 | 0 | 5104739.978 | 5104.74 | 155080.7082 | 5057.7493
6 | 2 | 0 | 26.7 | 0 | 0.2366 | 0 | 0.53259 | 0 | 0 | 2.16 | 0 | 0 | 0 | 0 | 0 | 10800 | -10800 | -15428.5714 | 0 | 5089311.4065 | 5089.3114 | 154611.9921 | 5042.4627
6 | 2 | 1 | 26.1 | 0 | 0.2378 | 0 | 0.51025 | 0 | 0 | 1.68 | 0.8476 | 0 | 0 | 0 | 0 | 12638.0018 | -12638.0018 | -18054.2882 | 0 | 5071257.1183 | 5071.2571 | 154063.5074 | 5024.5746
6 | 2 | 2 | 25 | 0 | 0.24 | 0 | 0.48343 | 0 | 0 | 0.8 | 1.798 | 0 | 0 | 0 | 0 | 12989.9767 | -12989.9767 | -18557.1096 | 0 | 5052700.0087 | 5052.7 | 153499.7471 | 5006.1883
6 | 2 | 3 | 24.4 | 0 | 0.24 | 0 | 0.46623 | 0 | 0 | 0.32 | 2.0577 | 0 | 0 | 0 | 0 | 11888.5072 | -11888.5072 | -16983.5817 | 0 | 5035716.427 | 5035.7164 | 152983.7902 | 4989.3611
6 | 2 | 4 | 23.9 | 0 | 0.24 | 0 | 0.42607 | 0 | 0 | 0 | 2.1037 | 0 | 0 | 0 | 0 | 10518.4413 | -10518.4413 | -15026.3447 | 0 | 5020690.0823 | 5020.6901 | 152527.2936 | 4974.4731
6 | 2 | 5 | 23.3 | 4.9333 | 0.24 | 387.9021 | 0.42483 | 0 | 387.9021 | 0 | 1.8988 | 0 | 0 | 0 | 0 | 9494.0881 | -9106.1861 | -13008.8372 | 0 | 5007681.245 | 5007.6812 | 152132.0885 | 4961.584
6 | 2 | 6 | 23.9 | 57.5556 | 0.24 | 4525.5243 | 0.41587 | 0 | 4525.5243 | 0 | 1.6622 | 0 | 0 | 0 | 0 | 8311.177 | -3785.6527 | -5408.0753 | 0 | 5002273.1697 | 5002.2732 | 151967.7925 | 4956.2257
6 | 2 | 7 | 25.6 | 49.3333 | 0.2388 | 3859.6257 | 0.36409 | 0 | 3859.6257 | 1.28 | 0.55409 | 0 | 0 | 0 | 0 | 9170.4446 | -5310.8189 | -7586.8842 | 0 | 4994686.2855 | 4994.6863 | 151737.3049 | 4948.7087
6 | 2 | 8 | 26.7 | 93.7333 | 0.2366 | 7265.7292 | 0.34773 | 0 | 7265.7292 | 2.16 | 0 | 0 | 0 | 0 | 0 | 10800 | -3534.2708 | -5048.9583 | 0 | 4989637.3273 | 4989.6373 | 151583.9188 | 4943.7062
6 | 2 | 9 | 28.9 | 101.9556 | 0.2322 | 7756.1021 | 0.32611 | 0 | 7756.1021 | 3.92 | 0 | 0 | 0 | 0 | 0 | 19600 | -11843.8979 | -16919.8542 | 0 | 4972717.4731 | 4972.7175 | 151069.8979 | 4926.9421
6 | 2 | 10 | 29.4 | 426.8745 | 0.2312 | 32333.9237 | 0.30205 | 0 | 32333.9237 | 4.32 | 0 | 0 | 0 | 0 | 0 | 21600 | 10733.9237 | 0 | 7513.7466 | 4980231.2197 | 4980.2312 | 151298.1636 | 4934.3867
6 | 2 | 11 | 31.1 | 721.268 | 0.2278 | 53829.5544 | 0.29404 | 0 | 53829.5544 | 5.68 | 0 | 0 | 0 | 0 | 0 | 28400 | 25429.5544 | 0 | 17800.6881 | 4998031.9077 | 4998.0319 | 151838.944 | 4952.0235
6 | 2 | 12 | 32.2 | 824.935 | 0.2256 | 60971.8324 | 0.30712 | 0 | 60971.8324 | 6.56 | 0 | 0 | 0 | 0 | 0 | 32800 | 28171.8324 | 0 | 19720.2827 | 5017752.1904 | 5017.7522 | 152438.0412 | 4971.5622
6 | 2 | 13 | 32.8 | 478.8824 | 0.2244 | 35206.4391 | 0.29317 | 0 | 35206.4391 | 7.04 | 0 | 0 | 0 | 0 | 0 | 35200 | 6.4391 | 0 | 4.5074 | 5017756.6978 | 5017.7567 | 152438.1782 | 4971.5667
6 | 2 | 14 | 32.8 | 688.0859 | 0.2244 | 50586.6514 | 0.29884 | 0 | 50586.6514 | 7.04 | 0 | 0 | 0 | 0 | 0 | 35200 | 15386.6514 | 0 | 10770.656 | 5028527.3538 | 5028.5274 | 152765.388 | 4982.2382
6 | 2 | 15 | 33.3 | 508.5589 | 0.2234 | 37221.5846 | 0.34073 | 0 | 37221.5846 | 7.44 | 0.1695 | 0 | 0 | 0 | 0 | 38047.4913 | -825.9067 | -1179.8667 | 0 | 5027347.4871 | 5027.3475 | 152729.5439 | 4981.0692
6 | 2 | 16 | 33.3 | 408.0157 | 0.2234 | 29862.7923 | 0.37784 | 0 | 29862.7923 | 7.44 | 0.27604 | 0 | 0 | 0 | 0 | 38580.2005 | -8717.4082 | -12453.4403 | 0 | 5014894.0468 | 5014.894 | 152351.2115 | 4968.7304
6 | 2 | 17 | 32.8 | 189.6762 | 0.2244 | 13944.6019 | 0.4235 | 0 | 13944.6019 | 7.04 | 0 | 0 | 0 | 0 | 0 | 35200 | -21255.3981 | -30364.8545 | 0 | 4984529.1923 | 4984.5292 | 151428.735 | 4938.6451
6 | 2 | 18 | 31.7 | 57.1683 | 0.2266 | 4244.0982 | 0.47128 | 0 | 4244.0982 | 6.16 | 0 | 0 | 0 | 0 | 0 | 30800 | -26555.9018 | -37937.0026 | 0 | 4946592.1897 | 4946.5922 | 150276.2184 | 4901.0573
6 | 2 | 19 | 30 | 1.2492 | 0.23 | 94.1277 | 0.48348 | 0 | 94.1277 | 4.8 | 0 | 0 | 0 | 0 | 0 | 24000 | -23905.8723 | -34151.2462 | 0 | 4912440.9436 | 4912.4409 | 149238.7122 | 4867.2204
6 | 2 | 20 | 28.3 | 0 | 0.2334 | 0 | 0.46138 | 0 | 0 | 3.44 | 0 | 0 | 0 | 0 | 0 | 17200 | -17200 | -24571.4286 | 0 | 4887869.515 | 4887.8695 | 148492.2384 | 4842.8752
6 | 2 | 21 | 27.2 | 0 | 0.2356 | 0 | 0.44039 | 0 | 0 | 2.56 | 0.4687 | 0 | 0 | 0 | 0 | 15143.493 | -15143.493 | -21633.5614 | 0 | 4866235.9536 | 4866.236 | 147835.0163 | 4821.4408
6 | 2 | 22 | 25.6 | 0 | 0.2388 | 0 | 0.43859 | 0 | 0 | 1.28 | 1.1066 | 0 | 0 | 0 | 0 | 11933.2323 | -11933.2323 | -17047.4746 | 0 | 4849188.479 | 4849.1885 | 147317.1183 | 4804.5502
6 | 2 | 23 | 26.7 | 0 | 0.2366 | 0 | 0.41528 | 0 | 0 | 2.16 | 0 | 0 | 0 | 0 | 0 | 10800 | -10800 | -15428.5714 | 0 | 4833759.9075 | 4833.7599 | 146848.4023 | 4789.2637
6 | 3 | 0 | 26.1 | 0 | 0.2378 | 0 | 0.43834 | 0 | 0 | 1.68 | 0.14242 | 0 | 0 | 0 | 0 | 9112.0825 | -9112.0825 | -13017.2607 | 0 | 4820742.6469 | 4820.7426 | 146452.9412 | 4776.3662
6 | 3 | 1 | 25 | 0 | 0.24 | 0 | 0.45655 | 0 | 0 | 0.8 | 1.5792 | 0 | 0 | 0 | 0 | 11896.0406 | -11896.0406 | -16994.3437 | 0 | 4803748.3032 | 4803.7483 | 145936.6573 | 4759.5283
6 | 3 | 2 | 24.4 | 0 | 0.24 | 0 | 0.44391 | 0 | 0 | 0.32 | 2.1982 | 0 | 0 | 0 | 0 | 12591.1815 | -12591.1815 | -17987.4022 | 0 | 4785760.901 | 4785.7609 | 145390.2046 | 4741.7065
6 | 3 | 3 | 23.9 | 0 | 0.24 | 0 | 0.40028 | 0 | 0 | 0 | 2.3768 | 0 | 0 | 0 | 0 | 11883.8652 | -11883.8652 | -16976.9503 | 0 | 4768783.9507 | 4768.784 | 144874.4491 | 4724.8858
6 | 3 | 4 | 23.3 | 0 | 0.24 | 0 | 0.32495 | 0 | 0 | 0 | 2.1251 | 0 | 0 | 0 | 0 | 10625.6676 | -10625.6676 | -15179.5251 | 0 | 4753604.4256 | 4753.6044 | 144413.299 | 4709.846
6 | 3 | 5 | 23.9 | 2.6399 | 0.24 | 207.5748 | 0.30485 | 0 | 207.5748 | 0 | 1.8913 | 0 | 0 | 0 | 0 | 9456.4449 | -9248.8701 | -13212.6715 | 0 | 4740391.7541 | 4740.3918 | 144011.9014 | 4696.755
6 | 3 | 6 | 24.4 | 70.3812 | 0.24 | 5533.9868 | 0.28357 | 0 | 5533.9868 | 0.32 | 1.431 | 0 | 0 | 0 | 0 | 8754.9904 | -3221.0037 | -4601.4338 | 0 | 4735790.3203 | 4735.7903 | 143872.111 | 4692.1959
6 | 3 | 7 | 26.1 | 251.2677 | 0.2378 | 19575.7698 | 0.27124 | 0 | 19575.7698 | 1.68 | 0.66281 | 0 | 0 | 0 | 0 | 11714.0307 | 7861.7391 | 0 | 5503.2174 | 4741293.5376 | 4741.2935 | 144039.2973 | 4697.6485
6 | 3 | 8 | 27.2 | 341.4643 | 0.2356 | 26356.6975 | 0.28158 | 0 | 26356.6975 | 2.56 | 1.1369 | 0 | 0 | 0 | 0 | 18484.6181 | 7872.0795 | 0 | 5510.4556 | 4746803.9933 | 4746.804 | 144206.7036 | 4703.1082
6 | 3 | 9 | 30.6 | 505.439 | 0.2288 | 37887.4356 | 0.27878 | 0 | 37887.4356 | 5.28 | 0 | 0 | 0 | 0 | 0 | 26400 | 11487.4356 | 0 | 8041.2049 | 4754845.1982 | 4754.8452 | 144450.9934 | 4711.0754
6 | 3 | 10 | 31.1 | 714.6417 | 0.2278 | 53335.023 | 0.25289 | 0 | 53335.023 | 5.68 | 0 | 0 | 0 | 0 | 0 | 28400 | 24935.023 | 0 | 17454.5161 | 4772299.7143 | 4772.2997 | 144981.2571 | 4728.3692
6 | 3 | 11 | 32.2 | 351.614 | 0.2256 | 25988.1707 | 0.24142 | 0 | 25988.1707 | 6.56 | 0 | 0 | 0 | 0 | 0 | 32800 | -6811.8293 | -9731.1846 | 0 | 4762568.5296 | 4762.5685 | 144685.6262 | 4718.7276
6 | 3 | 12 | 32.2 | 132.9394 | 0.2256 | 9825.6945 | 0.23659 | 0 | 9825.6945 | 6.56 | 0 | 0 | 0 | 0 | 0 | 32800 | -22974.3055 | -32820.4364 | 0 | 4729748.0932 | 4729.7481 | 143688.5497 | 4686.2093
6 | 3 | 13 | 34.4 | 305.0025 | 0.2212 | 22103.3949 | 0.23603 | 0 | 22103.3949 | 8.32 | 0 | 0 | 0 | 0 | 0 | 41600 | -19496.6051 | -27852.293 | 0 | 4701895.8002 | 4701.8958 | 142842.4041 | 4658.6134
6 | 3 | 14 | 34.4 | 328.9986 | 0.2212 | 23842.3801 | 0.24703 | 0 | 23842.3801 | 8.32 | 0 | 0 | 0 | 0 | 0 | 41600 | -17757.6199 | -25368.0284 | 0 | 4676527.7718 | 4676.5278 | 142071.7298 | 4633.4789
6 | 3 | 15 | 34.4 | 344.6473 | 0.2212 | 24976.4295 | 0.27461 | 0 | 24976.4295 | 8.32 | 0.30004 | 0 | 0 | 0 | 0 | 43100.1769 | -18123.7473 | -25891.0676 | 0 | 4650636.7042 | 4650.6367 | 141285.1657 | 4607.8262
6 | 3 | 16 | 33.9 | 386.1542 | 0.2222 | 28110.9342 | 0.29972 | 0 | 28110.9342 | 7.92 | 0.58121 | 0 | 0 | 0 | 0 | 42506.0557 | -14395.1216 | -20564.4594 | 0 | 4630072.2448 | 4630.0722 | 140660.4226 | 4587.451
6 | 3 | 17 | 32.8 | 185.4237 | 0.2244 | 13631.9659 | 0.30539 | 0 | 13631.9659 | 7.04 | 0.16002 | 0 | 0 | 0 | 0 | 36000.1119 | -22368.146 | -31954.4943 | 0 | 4598117.7505 | 4598.1178 | 139689.6532 | 4555.7907
6 | 3 | 18 | 31.7 | 41.9333 | 0.2266 | 3113.0758 | 0.34633 | 0 | 3113.0758 | 6.16 | 0 | 0 | 0 | 0 | 0 | 30800 | -27686.9242 | -39552.7488 | 0 | 4558565.0017 | 4558.565 | 138488.0507 | 4516.602
6 | 3 | 19 | 30.6 | 2.4667 | 0.2288 | 184.9 | 0.37785 | 0 | 184.9 | 5.28 | 0 | 0 | 0 | 0 | 0 | 26400 | -26215.1 | -37450.1429 | 0 | 4521114.8588 | 4521.1149 | 137350.3248 | 4479.4966
6 | 3 | 20 | 29.4 | 0 | 0.2312 | 0 | 0.38927 | 0 | 0 | 4.32 | 0 | 0 | 0 | 0 | 0 | 21600 | -21600 | -30857.1429 | 0 | 4490257.7159 | 4490.2577 | 136412.8926 | 4448.9235
6 | 3 | 21 | 28.9 | 0 | 0.2322 | 0 | 0.43845 | 0 | 0 | 3.92 | 0 | 0 | 0 | 0 | 0 | 19600 | -19600 | -28000 | 0 | 4462257.7159 | 4462.2577 | 135562.2597 | 4421.1813
6 | 3 | 22 | 28.3 | 0 | 0.2334 | 0 | 0.41616 | 0 | 0 | 3.44 | 0 | 0 | 0 | 0 | 0 | 17200 | -17200 | -24571.4286 | 0 | 4437686.2874 | 4437.6863 | 134815.7859 | 4396.836
6 | 3 | 23 | 27.8 | 0 | 0.2344 | 0 | 0.37209 | 0 | 0 | 3.04 | 0 | 0 | 0 | 0 | 0 | 15200 | -15200 | -21714.2857 | 0 | 4415972.0016 | 4415.972 | 134156.1114 | 4375.3216
6 | 4 | 0 | 26.7 | 0 | 0.2366 | 0 | 0.37409 | 0 | 0 | 2.16 | 0 | 0 | 0 | 0 | 0 | 10800 | -10800 | -15428.5714 | 0 | 4400543.4302 | 4400.5434 | 133687.3953 | 4360.0351
6 | 4 | 1 | 26.1 | 0 | 0.2378 | 0 | 0.37266 | 0 | 0 | 1.68 | 0.83528 | 0 | 0 | 0 | 0 | 12576.4037 | -12576.4037 | -17966.291 | 0 | 4382577.1392 | 4382.5771 | 133141.584 | 4342.2342
6 | 4 | 2 | 25.6 | 0 | 0.2388 | 0 | 0.3619 | 0 | 0 | 1.28 | 1.3907 | 0 | 0 | 0 | 0 | 13353.41 | -13353.41 | -19076.3001 | 0 | 4363500.8392 | 4363.5008 | 132562.0508 | 4323.3335
6 | 4 | 3 | 25.6 | 0 | 0.2388 | 0 | 0.2798 | 0 | 0 | 1.28 | 1.2492 | 0 | 0 | 0 | 0 | 12646.1729 | -12646.1729 | -18065.9613 | 0 | 4345434.8779 | 4345.4349 | 132013.2115 | 4305.4338
6 | 4 | 4 | 25 | 0 | 0.24 | 0 | 0.21316 | 0 | 0 | 0.8 | 1.4168 | 0 | 0 | 0 | 0 | 11083.8586 | -11083.8586 | -15834.0837 | 0 | 4329600.7942 | 4329.6008 | 131532.176 | 4289.7455
6 | 4 | 5 | 24.4 | -9.5506 | 0.24 | -750.9511 | 0.26445 | 0 | -750.9511 | 0.32 | 1.6217 | 0 | 0 | 0 | 0 | 9708.6199 | -10459.571 | -14942.2443 | 0 | 4314658.5499 | 4314.6585 | 131078.2344 | 4274.9408
6 | 4 | 6 | 25.6 | 68.4181 | 0.2388 | 5352.737 | 0.2625 | 0 | 5352.737 | 1.28 | 0.49819 | 0 | 0 | 0 | 0 | 8890.9719 | -3538.2349 | -5054.6213 | 0 | 4309603.9286 | 4309.6039 | 130924.6763 | 4269.9327
6 | 4 | 7 | 26.1 | 231.0125 | 0.2378 | 17997.7304 | 0.1864 | 0 | 17997.7304 | 1.68 | 0.10591 | 0 | 0 | 0 | 0 | 8929.5696 | 9068.1608 | 0 | 6347.7125 | 4315951.6412 | 4315.9516 | 131117.5182 | 4276.222
6 | 4 | 8 | 27.8 | 442.7418 | 0.2344 | 33999.9712 | 0.17731 | 0 | 33999.9712 | 3.04 | 0 | 0 | 0 | 0 | 0 | 15200 | 18799.9712 | 0 | 13159.9799 | 4329111.621 | 4329.1116 | 131517.3151 | 4289.2608
6 | 4 | 9 | 29.4 | 635.2828 | 0.2312 | 48119.9689 | 0.16555 | 0 | 48119.9689 | 4.32 | 0 | 0 | 0 | 0 | 0 | 21600 | 26519.9689 | 0 | 18563.9782 | 4347675.5993 | 4347.6756 | 132081.284 | 4307.6539
6 | 4 | 10 | 30.6 | 787.9493 | 0.2288 | 59064.2518 | 0.18612 | 0 | 59064.2518 | 5.28 | 0 | 0 | 0 | 0 | 0 | 26400 | 32664.2518 | 0 | 22864.9763 | 4370540.5755 | 4370.5406 | 132775.9162 | 4330.3084
6 | 4 | 11 | 32.2 | 843.0144 | 0.2256 | 62308.0954 | 0.20193 | 0 | 62308.0954 | 6.56 | 0 | 0 | 0 | 0 | 0 | 32800 | 29508.0954 | 0 | 20655.6668 | 4391196.2423 | 4391.1962 | 133403.4301 | 4350.7739
6 | 4 | 12 | 32.8 | 919.7234 | 0.2244 | 67616.1602 | 0.20059 | 0 | 67616.1602 | 7.04 | 0 | 0 | 0 | 0 | 0 | 35200 | 32416.1602 | 0 | 22691.3121 | 4413887.5544 | 4413.8876 | 134092.7865 | 4373.2564
6 | 4 | 13 | 32.2 | 855.5157 | 0.2256 | 63232.0795 | 0.20678 | 0 | 63232.0795 | 6.56 | 0 | 0 | 0 | 0 | 0 | 32800 | 30432.0795 | 0 | 21302.4556 | 4435190.0101 | 4435.19 | 134739.9497 | 4394.3627
6 | 4 | 14 | 33.3 | 739.7645 | 0.2234 | 54143.5886 | 0.22996 | 0 | 54143.5886 | 7.44 | 0 | 0 | 0 | 0 | 0 | 37200 | 16943.5886 | 0 | 11860.512 | 4447050.5221 | 4447.0505 | 135100.269 | 4406.1141
6 | 4 | 15 | 32.8 | 571.041 | 0.2244 | 41981.7499 | 0.23183 | 0 | 41981.7499 | 7.04 | 1.2877 | 0 | 0 | 0 | 0 | 41638.617 | 343.1329 | 0 | 240.193 | 4447290.7152 | 4447.2907 | 135107.566 | 4406.352
6 | 4 | 16 | 33.3 | 414.9505 | 0.2234 | 30370.3513 | 0.2358 | 0 | 30370.3513 | 7.44 | 0.78502 | 0 | 0 | 0 | 0 | 41125.1135 | -10754.7622 | -15363.9459 | 0 | 4431926.7692 | 4431.9268 | 134640.8132 | 4391.1295
6 | 4 | 17 | 32.8 | 217.9646 | 0.2244 | 16024.3063 | 0.27743 | 0 | 16024.3063 | 7.04 | 0.11896 | 0 | 0 | 0 | 0 | 35794.785 | -19770.4787 | -28243.541 | 0 | 4403683.2282 | 4403.6832 | 133782.7816 | 4363.146
6 | 4 | 18 | 31.7 | 55.5193 | 0.2266 | 4121.6826 | 0.29842 | 0 | 4121.6826 | 6.16 | 0 | 0 | 0 | 0 | 0 | 30800 | -26678.3174 | -38111.882 | 0 | 4365571.3462 | 4365.5713 | 132624.9523 | 4325.3849
6 | 4 | 19 | 30 | -9.8081 | 0.23 | -739.0673 | 0.29933 | 0 | -739.0673 | 4.8 | 0 | 0 | 0 | 0 | 0 | 24000 | -24739.0673 | -35341.5247 | 0 | 4330229.8214 | 4330.2298 | 131551.2857 | 4290.3687
6 | 4 | 20 | 29.4 | 0 | 0.2312 | 0 | 0.32912 | 0 | 0 | 4.32 | 0 | 0 | 0 | 0 | 0 | 21600 | -21600 | -30857.1429 | 0 | 4299372.6786 | 4299.3727 | 130613.8535 | 4259.7956
6 | 4 | 21 | 28.3 | 0 | 0.2334 | 0 | 0.37889 | 0 | 0 | 3.44 | 0 | 0 | 0 | 0 | 0 | 17200 | -17200 | -24571.4286 | 0 | 4274801.25 | 4274.8013 | 129867.3797 | 4235.4504
6 | 4 | 22 | 27.8 | 0 | 0.2344 | 0 | 0.40829 | 0 | 0 | 3.04 | 0 | 0 | 0 | 0 | 0 | 15200 | -15200 | -21714.2857 | 0 | 4253086.9643 | 4253.087 | 129207.7052 | 4213.936
6 | 4 | 23 | 27.2 | 0 | 0.2356 | 0 | 0.40491 | 0 | 0 | 2.56 | 0 | 0 | 0 | 0 | 0 | 12800 | -12800 | -18285.7143 | 0 | 4234801.25 | 4234.8013 | 128652.1899 | 4195.8186
6 | 5 | 0 | 26.7 | 0 | 0.2366 | 0 | 0.40984 | 0 | 0 | 2.16 | 0 | 0 | 0 | 0 | 0 | 10800 | -10800 | -15428.5714 | 0 | 4219372.6786 | 4219.3727 | 128183.4738 | 4180.5321
6 | 5 | 1 | 26.1 | 0 | 0.2378 | 0 | 0.41455 | 0 | 0 | 1.68 | 0.92699 | 0 | 0 | 0 | 0 | 13034.9671 | -13034.9671 | -18621.3816 | 0 | 4200751.297 | 4200.7513 | 127617.7609 | 4162.0821
6 | 5 | 2 | 25.6 | 0 | 0.2388 | 0 | 0.35321 | 0 | 0 | 1.28 | 1.4165 | 0 | 0 | 0 | 0 | 13482.3097 | -13482.3097 | -19260.4424 | 0 | 4181490.8545 | 4181.4909 | 127032.6336 | 4142.9989
6 | 5 | 3 | 25 | 0 | 0.24 | 0 | 0.29658 | 0 | 0 | 0.8 | 1.7015 | 0 | 0 | 0 | 0 | 12507.4585 | -12507.4585 | -17867.7978 | 0 | 4163623.0567 | 4163.6231 | 126489.8144 | 4125.2956
6 | 5 | 4 | 24.4 | 0 | 0.24 | 0 | 0.27983 | 0 | 0 | 0.32 | 1.8661 | 0 | 0 | 0 | 0 | 10930.315 | -10930.315 | -15614.7357 | 0 | 4148008.321 | 4148.0083 | 126015.4427 | 4109.8246
6 | 5 | 5 | 23.9 | -9.8383 | 0.24 | -773.5712 | 0.25048 | 0 | -773.5712 | 0 | 1.9463 | 0 | 0 | 0 | 0 | 9731.3548 | -10504.926 | -15007.0371 | 0 | 4133001.2839 | 4133.0013 | 125559.5327 | 4094.9557
6 | 5 | 6 | 24.4 | 67.468 | 0.24 | 5304.9258 | 0.19232 | 0 | 5304.9258 | 0.32 | 1.3756 | 0 | 0 | 0 | 0 | 8477.7991 | -3172.8733 | -4532.6762 | 0 | 4128468.6077 | 4128.4686 | 125421.8311 | 4090.4648
6 | 5 | 7 | 25.6 | 237.4233 | 0.2388 | 18574.9648 | 0.17636 | 0 | 18574.9648 | 1.28 | 0.41196 | 0 | 0 | 0 | 0 | 8459.7854 | 10115.1795 | 0 | 7080.6256 | 4135549.2333 | 4135.5492 | 125636.9387 | 4097.4802
6 | 5 | 8 | 25.6 | 424.1665 | 0.2388 | 33184.9409 | 0.16164 | 0 | 33184.9409 | 1.28 | 0.46625 | 0 | 0 | 0 | 0 | 8731.2732 | 24453.6677 | 0 | 17117.5674 | 4152666.8007 | 4152.6668 | 126156.9661 | 4114.4402
6 | 5 | 9 | 26.1 | 589.0221 | 0.2378 | 45889.557 | 0.14989 | 0 | 45889.557 | 1.68 | 0.33383 | 0 | 0 | 0 | 0 | 10069.134 | 35820.423 | 0 | 25074.2961 | 4177741.0968 | 4177.7411 | 126918.7169 | 4139.2837
6 | 5 | 10 | 26.7 | 776.7129 | 0.2366 | 60206.8131 | 0.11475 | 0 | 60206.8131 | 2.16 | 0.3447 | 0 | 0 | 0 | 0 | 12523.4797 | 47683.3334 | 0 | 33378.3334 | 4211119.4302 | 4211.1194 | 127932.7422 | 4172.3548
6 | 5 | 11 | 27.8 | 826.7041 | 0.2344 | 63486.0216 | 0.077083 | 0 | 63486.0216 | 3.04 | 1.1592 | 0 | 0 | 0 | 0 | 20995.999 | 42490.0226 | 0 | 29743.0158 | 4240862.446 | 4240.8624 | 128836.3275 | 4201.824
6 | 5 | 12 | 28.9 | 905.1217 | 0.2322 | 68855.6544 | 0.054247 | 0 | 68855.6544 | 3.92 | 1.6942 | 0 | 0 | 0 | 0 | 28071.1547 | 40784.4997 | 0 | 28549.1498 | 4269411.5958 | 4269.4116 | 129703.6434 | 4230.1103
6 | 5 | 13 | 29.4 | 849.32 | 0.2312 | 64332.3733 | 0.053513 | 0 | 64332.3733 | 4.32 | 1.6617 | 0 | 0 | 0 | 0 | 29908.6443 | 34423.729 | 0 | 24096.6103 | 4293508.2061 | 4293.5082 | 130435.6923 | 4253.9851
6 | 5 | 14 | 30 | 756.9371 | 0.23 | 57037.1813 | 0.067381 | 0 | 57037.1813 | 4.8 | 2.0194 | 0 | 0 | 0 | 0 | 34096.8616 | 22940.3196 | 0 | 16058.2237 | 4309566.4299 | 4309.5664 | 130923.5371 | 4269.8955
6 | 5 | 15 | 29.4 | 605.8048 | 0.2312 | 45887.1328 | 0.096576 | 0 | 45887.1328 | 4.32 | 4.0401 | 0 | 0 | 0 | 0 | 41800.4944 | 4086.6383 | 0 | 2860.6468 | 4312427.0767 | 4312.4271 | 131010.4428 | 4272.7299
6 | 5 | 16 | 25 | 412.9226 | 0.24 | 32467.6102 | 0.10156 | 0 | 32467.6102 | 0.8 | 6.8438 | 0 | 0 | 0 | 0 | 38218.9503 | -5751.3401 | -8216.2002 | 0 | 4304210.8765 | 4304.2109 | 130760.8368 | 4264.5893
6 | 5 | 17 | 22.8 | 216.1506 | 0.24 | 16995.6662 | 0.14767 | 0 | 16995.6662 | 0 | 5.088 | 0 | 0 | 0 | 0 | 25440.0041 | -8444.3379 | -12063.3398 | 0 | 4292147.5367 | 4292.1475 | 130394.3555 | 4252.637
6 | 5 | 18 | 20.6 | 51.5568 | 0.24 | 4053.8493 | 0.22859 | 0 | 4053.8493 | 0 | 3.7267 | 0 | 0 | 0 | 0 | 18633.417 | -14579.5677 | -20827.9539 | 0 | 4271319.5829 | 4271.3196 | 129761.6076 | 4232.0008
6 | 5 | 19 | 21.1 | -11.245 | 0.24 | -884.1847 | 0.31384 | 0 | -884.1847 | 0 | 3.2638 | 0 | 0 | 0 | 0 | 16318.9265 | -17203.1112 | -24575.8731 | 0 | 4246743.7097 | 4246.7437 | 129014.9988 | 4207.6511
6 | 5 | 20 | 21.1 | 0 | 0.24 | 0 | 0.37624 | 0 | 0 | 0 | 3.2738 | 0 | 0 | 0 | 0 | 16369.1175 | -16369.1175 | -23384.4536 | 0 | 4223359.2562 | 4223.3593 | 128304.585 | 4184.4819
6 | 5 | 21 | 22.2 | 0 | 0.24 | 0 | 0.43759 | 0 | 0 | 0 | 2.9674 | 0 | 0 | 0 | 0 | 14837.1506 | -14837.1506 | -21195.9294 | 0 | 4202163.3267 | 4202.1633 | 127660.658 | 4163.4811
6 | 5 | 22 | 22.2 | 0 | 0.24 | 0 | 0.39956 | 0 | 0 | 0 | 2.3467 | 0 | 0 | 0 | 0 | 11733.2922 | -11733.2922 | -16761.8459 | 0 | 4185401.4808 | 4185.4015 | 127151.4374 | 4146.8736
6 | 5 | 23 | 23.3 | 0 | 0.24 | 0 | 0.38353 | 0 | 0 | 0 | 1.9371 | 0 | 0 | 0 | 0 | 9685.7266 | -9685.7266 | -13836.7523 | 0 | 4171564.7285 | 4171.5647 | 126731.0804 | 4133.1642
6 | 6 | 0 | 21.1 | 0 | 0.24 | 0 | 0.37453 | 0 | 0 | 0 | 1.6558 | 0 | 0 | 0 | 0 | 8279.2373 | -8279.2373 | -11827.4818 | 0 | 4159737.2467 | 4159.7372 | 126371.7645 | 4121.4456
6 | 6 | 1 | 20.6 | 0 | 0.24 | 0 | 0.34045 | 0 | 0 | 0 | 2.3327 | 0 | 0 | 0 | 0 | 11663.7091 | -11663.7091 | -16662.4416 | 0 | 4143074.8051 | 4143.0748 | 125865.5637 | 4104.9365
6 | 6 | 2 | 20 | 0 | 0.24 | 0 | 0.34428 | 0 | 0 | 0 | 2.5232 | 0 | 0 | 0 | 0 | 12616.1979 | -12616.1979 | -18023.1398 | 0 | 4125051.6653 | 4125.0517 | 125318.0253 | 4087.0793
6 | 6 | 3 | 20.6 | 0 | 0.24 | 0 | 0.31465 | 0 | 0 | 0 | 2.4071 | 0 | 0 | 0 | 0 | 12035.579 | -12035.579 | -17193.6843 | 0 | 4107857.981 | 4107.858 | 124795.6855 | 4070.0439
6 | 6 | 4 | 20.6 | 0 | 0.24 | 0 | 0.32638 | 0 | 0 | 0 | 2.1254 | 0 | 0 | 0 | 0 | 10626.8083 | -10626.8083 | -15181.1547 | 0 | 4092676.8263 | 4092.6768 | 124334.4859 | 4055.0025
6 | 6 | 5 | 20 | 0.22603 | 0.24 | 17.7724 | 0.32574 | 0 | 17.7724 | 0 | 1.9214 | 0 | 0 | 0 | 0 | 9607.0179 | -9589.2455 | -13698.9222 | 0 | 4078977.9042 | 4078.9779 | 123918.3161 | 4041.4297
6 | 6 | 6 | 20 | 72.9115 | 0.24 | 5732.9435 | 0.3239 | 0 | 5732.9435 | 0 | 1.6536 | 0 | 0 | 0 | 0 | 8267.8302 | -2534.8867 | -3621.2668 | 0 | 4075356.6374 | 4075.3566 | 123808.3029 | 4037.8417
6 | 6 | 7 | 20.6 | 218.7408 | 0.24 | 17199.3262 | 0.29064 | 0 | 17199.3262 | 0 | 1.5927 | 0 | 0 | 0 | 0 | 7963.262 | 9236.0643 | 0 | 6465.245 | 4081821.8824 | 4081.8219 | 124004.7154 | 4044.2475
6 | 6 | 8 | 21.1 | 316.6584 | 0.24 | 24898.4689 | 0.2486 | 0 | 24898.4689 | 0 | 1.5787 | 0 | 0 | 0 | 0 | 7893.679 | 17004.7899 | 0 | 11903.3529 | 4093725.2354 | 4093.7252 | 124366.3363 | 4056.0412
6 | 6 | 9 | 22.2 | 591.1477 | 0.24 | 46481.2381 | 0.25531 | 0 | 46481.2381 | 0 | 1.5979 | 0 | 0 | 0 | 0 | 7989.4982 | 38491.74 | 0 | 26944.218 | 4120669.4533 | 4120.6695 | 125184.8948 | 4082.7374
6 | 6 | 10 | 23.9 | 736.6221 | 0.24 | 57919.7145 | 0.23497 | 0 | 57919.7145 | 0 | 2.2638 | 0 | 0 | 0 | 0 | 11319.2162 | 46600.4983 | 0 | 32620.3488 | 4153289.8022 | 4153.2898 | 126175.8927 | 4115.0575
6 | 6 | 11 | 25 | 826.0556 | 0.24 | 64951.7573 | 0.18007 | 0 | 64951.7573 | 0.8 | 3.1942 | 0 | 0 | 0 | 0 | 19971.0916 | 44980.6657 | 0 | 31486.466 | 4184776.2681 | 4184.7763 | 127132.4436 | 4146.2541
6 | 6 | 12 | 27.8 | 808.4 | 0.2344 | 62080.3732 | 0.14372 | 0 | 62080.3732 | 3.04 | 2.333 | 0 | 0 | 0 | 0 | 26864.9265 | 35215.4467 | 0 | 24650.8127 | 4209427.0808 | 4209.4271 | 127881.329 | 4170.678
6 | 6 | 13 | 28.9 | 856.8503 | 0.2322 | 65183.4813 | 0.16027 | 0 | 65183.4813 | 3.92 | 2.0029 | 0 | 0 | 0 | 0 | 29614.5286 | 35568.9527 | 0 | 24898.2669 | 4234325.3477 | 4234.3253 | 128637.7321 | 4195.3471
6 | 6 | 14 | 29.4 | 678.4985 | 0.2312 | 51393.3733 | 0.18498 | 0 | 51393.3733 | 4.32 | 2.486 | 0 | 0 | 0 | 0 | 34030.0116 | 17363.3617 | 0 | 12154.3532 | 4246479.7009 | 4246.4797 | 129006.9783 | 4207.3895
6 | 6 | 15 | 29.4 | 603.8268 | 0.2312 | 45737.3096 | 0.20984 | 0 | 45737.3096 | 4.32 | 4.2016 | 0 | 0 | 0 | 0 | 42608.1136 | 3129.196 | 0 | 2190.4372 | 4248670.1381 | 4248.6701 | 129073.5232 | 4209.5598
6 | 6 | 16 | 30 | 419.9542 | 0.23 | 31644.6441 | 0.26901 | 0 | 31644.6441 | 4.8 | 3.7797 | 0 | 0 | 0 | 0 | 42898.5418 | -11253.8978 | -16076.9968 | 0 | 4232593.1413 | 4232.5931 | 128585.1081 | 4193.6308
6 | 6 | 17 | 29.4 | 210.3935 | 0.2312 | 15936.4127 | 0.31404 | 0 | 15936.4127 | 4.32 | 1.7443 | 0 | 0 | 0 | 0 | 30321.5795 | -14385.1668 | -20550.2383 | 0 | 4212042.9031 | 4212.0429 | 127960.7971 | 4173.2697
6 | 6 | 18 | 24.4 | 55.0595 | 0.24 | 4329.2643 | 0.35237 | 0 | 4329.2643 | 0.32 | 4.0106 | 0 | 0 | 0 | 0 | 21652.9425 | -17323.6782 | -24748.1117 | 0 | 4187294.7914 | 4187.2948 | 127208.9557 | 4148.7495
6 | 6 | 19 | 23.3 | 0.82222 | 0.24 | 64.6503 | 0.37612 | 0 | 64.6503 | 0 | 3.7192 | 0 | 0 | 0 | 0 | 18595.7737 | -18531.1234 | -26473.0334 | 0 | 4160821.7579 | 4160.8218 | 126404.7116 | 4122.5201
6 | 6 | 20 | 23.3 | 0 | 0.24 | 0 | 0.39091 | 0 | 0 | 0 | 3.0788 | 0 | 0 | 0 | 0 | 15393.8147 | -15393.8147 | -21991.1638 | 0 | 4138830.5941 | 4138.8306 | 125736.6256 | 4100.7314
6 | 6 | 21 | 23.3 | 0 | 0.24 | 0 | 0.40677 | 0 | 0 | 0 | 3.0772 | 0 | 0 | 0 | 0 | 15385.8297 | -15385.8297 | -21979.7568 | 0 | 4116850.8374 | 4116.8508 | 125068.8862 | 4078.954
6 | 6 | 22 | 21.1 | 0 | 0.24 | 0 | 0.40328 | 0 | 0 | 0 | 2.6309 | 0 | 0 | 0 | 0 | 13154.6107 | -13154.6107 | -18792.3009 | 0 | 4098058.5364 | 4098.0585 | 124497.9809 | 4060.3346
6 | 6 | 23 | 21.7 | 0 | 0.24 | 0 | 0.39773 | 0 | 0 | 0 | 2.0293 | 0 | 0 | 0 | 0 | 10146.5714 | -10146.5714 | -14495.102 | 0 | 4083563.4344 | 4083.5634 | 124057.6233 | 4045.973
6 | 7 | 0 | 21.7 | 0 | 0.24 | 0 | 0.40107 | 0 | 0 | 0 | 1.7115 | 0 | 0 | 0 | 0 | 8557.5693 | -8557.5693 | -12225.099 | 0 | 4071338.3354 | 4071.3383 | 123686.2279 | 4033.8604
6 | 7 | 1 | 21.7 | 0 | 0.24 | 0 | 0.37112 | 0 | 0 | 0 | 2.3088 | 0 | 0 | 0 | 0 | 11543.9351 | -11543.9351 | -16491.3359 | 0 | 4054846.9995 | 4054.847 | 123185.2253 | 4017.5209
6 | 7 | 2 | 20 | 0 | 0.24 | 0 | 0.35029 | 0 | 0 | 0 | 2.5495 | 0 | 0 | 0 | 0 | 12747.3789 | -12747.3789 | -18210.5414 | 0 | 4036636.4582 | 4036.6365 | 122631.9937 | 3999.478
6 | 7 | 3 | 20 | 0 | 0.24 | 0 | 0.32265 | 0 | 0 | 0 | 2.4272 | 0 | 0 | 0 | 0 | 12135.961 | -12135.961 | -17337.0872 | 0 | 4019299.371 | 4019.2994 | 122105.2973 | 3982.3005
6 | 7 | 4 | 20 | 0 | 0.24 | 0 | 0.31376 | 0 | 0 | 0 | 2.1361 | 0 | 0 | 0 | 0 | 10680.4214 | -10680.4214 | -15257.7449 | 0 | 4004041.6261 | 4004.0416 | 121641.7709 | 3967.1832
6 | 7 | 5 | 20 | -14.05 | 0.24 | -1104.7371 | 0.29464 | 0 | -1104.7371 | 0 | 1.9463 | 0 | 0 | 0 | 0 | 9731.3548 | -10836.0919 | -15480.1312 | 0 | 3988561.4949 | 3988.5615 | 121171.4885 | 3951.8456
6 | 7 | 6 | 22.8 | 62.2634 | 0.24 | 4895.6974 | 0.30436 | 0 | 4895.6974 | 0 | 1.6983 | 0 | 0 | 0 | 0 | 8491.4084 | -3595.711 | -5136.7299 | 0 | 3983424.7649 | 3983.4248 | 121015.4359 | 3946.7561
6 | 7 | 7 | 24.4 | 236.4907 | 0.24 | 18594.9834 | 0.25655 | 0 | 18594.9834 | 0.32 | 1.4002 | 0 | 0 | 0 | 0 | 8600.9953 | 9993.9881 | 0 | 6995.7917 | 3990420.5566 | 3990.4206 | 121227.9663 | 3953.6875
6 | 7 | 8 | 26.7 | 440.9871 | 0.2366 | 34183.0702 | 0.25993 | 0 | 34183.0702 | 2.16 | 0 | 0 | 0 | 0 | 0 | 10800 | 23383.0702 | 0 | 16368.1492 | 4006788.7058 | 4006.7887 | 121725.2265 | 3969.905
6 | 7 | 9 | 28.9 | 632.898 | 0.2322 | 48146.6786 | 0.27976 | 0 | 48146.6786 | 3.92 | 0 | 0 | 0 | 0 | 0 | 19600 | 28546.6786 | 0 | 19982.675 | 4026771.3808 | 4026.7714 | 122332.2951 | 3989.7037
6 | 7 | 10 | 30 | 786.2497 | 0.23 | 59245.9566 | 0.24965 | 0 | 59245.9566 | 4.8 | 0 | 0 | 0 | 0 | 0 | 24000 | 35245.9566 | 0 | 24672.1696 | 4051443.5504 | 4051.4436 | 123081.8294 | 4014.1488
6 | 7 | 11 | 31.1 | 881.5895 | 0.2278 | 65794.6411 | 0.24203 | 0 | 65794.6411 | 5.68 | 0 | 0 | 0 | 0 | 0 | 28400 | 37394.6411 | 0 | 26176.2488 | 4077619.7992 | 4077.6198 | 123877.0572 | 4040.0841
6 | 7 | 12 | 31.1 | 750.4569 | 0.2278 | 56007.9741 | 0.2022 | 0 | 56007.9741 | 5.68 | 0.18676 | 0 | 0 | 0 | 0 | 29333.7803 | 26674.1938 | 0 | 18671.9357 | 4096291.7349 | 4096.2917 | 124444.3059 | 4058.5841
6 | 7 | 13 | 32.8 | 871.7221 | 0.2244 | 64087.2028 | 0.19619 | 0 | 64087.2028 | 7.04 | 0 | 0 | 0 | 0 | 0 | 35200 | 28887.2028 | 0 | 20221.042 | 4116512.7768 | 4116.5128 | 125058.616 | 4078.619
6 | 7 | 14 | 32.8 | 673.6259 | 0.2244 | 49523.5817 | 0.21097 | 0 | 49523.5817 | 7.04 | 0 | 0 | 0 | 0 | 0 | 35200 | 14323.5817 | 0 | 10026.5072 | 4126539.284 | 4126.5393 | 125363.2188 | 4088.5532
6 | 7 | 15 | 33.3 | 568.6797 | 0.2234 | 41621.8413 | 0.22051 | 0 | 41621.8413 | 7.44 | 0.51924 | 0 | 0 | 0 | 0 | 39796.1921 | 1825.6492 | 0 | 1277.9545 | 4127817.2385 | 4127.8172 | 125402.0427 | 4089.8194
6 | 7 | 16 | 32.8 | 185.292 | 0.2244 | 13622.2823 | 0.27431 | 0 | 13622.2823 | 7.04 | 1.0304 | 0 | 0 | 0 | 0 | 40351.9017 | -26729.6194 | -38185.1706 | 0 | 4089632.0678 | 4089.6321 | 124241.9869 | 4051.9857
6 | 7 | 17 | 32.8 | 212.3015 | 0.2244 | 15607.9638 | 0.31433 | 0 | 15607.9638 | 7.04 | 0.28618 | 0 | 0 | 0 | 0 | 36630.9218 | -21022.958 | -30032.7972 | 0 | 4059599.2707 | 4059.5993 | 123329.5981 | 4022.2294
6 | 7 | 18 | 31.7 | 56.5844 | 0.2266 | 4200.7555 | 0.36346 | 0 | 4200.7555 | 6.16 | 0 | 0 | 0 | 0 | 0 | 30800 | -26599.2445 | -37998.9208 | 0 | 4021600.3499 | 4021.6003 | 122175.2005 | 3984.5803
6 | 7 | 19 | 28.9 | 2.4182 | 0.2322 | 183.9594 | 0.38758 | 0 | 183.9594 | 3.92 | 0 | 0 | 0 | 0 | 0 | 19600 | -19416.0406 | -27737.2009 | 0 | 3993863.149 | 3993.8631 | 121332.5514 | 3957.0984
6 | 7 | 20 | 26.7 | 0 | 0.2366 | 0 | 0.3945 | 0 | 0 | 2.16 | 0.95246 | 0 | 0 | 0 | 0 | 15562.3179 | -15562.3179 | -22231.8828 | 0 | 3971631.2663 | 3971.6313 | 120657.1524 | 3935.0712
6 | 7 | 21 | 26.7 | 0 | 0.2366 | 0 | 0.40983 | 0 | 0 | 2.16 | 1.0179 | 0 | 0 | 0 | 0 | 15889.7003 | -15889.7003 | -22699.5718 | 0 | 3948931.6944 | 3948.9317 | 119967.5451 | 3912.5806
6 | 7 | 22 | 26.1 | 0 | 0.2378 | 0 | 0.43083 | 0 | 0 | 1.68 | 0.99795 | 0 | 0 | 0 | 0 | 13389.7264 | -13389.7264 | -19128.1806 | 0 | 3929803.5139 | 3929.8035 | 119386.4359 | 3893.6285
6 | 7 | 23 | 26.1 | 0 | 0.2378 | 0 | 0.41832 | 0 | 0 | 1.68 | 0.4828 | 0 | 0 | 0 | 0 | 10814.0144 | -10814.0144 | -15448.592 | 0 | 3914354.9219 | 3914.3549 | 118917.1116 | 3878.3221
6 | 8 | 0 | 24.4 | 0 | 0.24 | 0 | 0.44633 | 0 | 0 | 0.32 | 1.4821 | 0 | 0 | 0 | 0 | 9010.5084 | -9010.5084 | -12872.1548 | 0 | 3901482.7671 | 3901.4828 | 118526.0587 | 3865.5684
6 | 8 | 1 | 23.9 | 0 | 0.24 | 0 | 0.43087 | 0 | 0 | 0 | 2.34 | 0 | 0 | 0 | 0 | 11700.2117 | -11700.2117 | -16714.5882 | 0 | 3884768.1789 | 3884.7682 | 118018.2738 | 3849.0077
6 | 8 | 2 | 23.3 | 0 | 0.24 | 0 | 0.43102 | 0 | 0 | 0 | 2.5376 | 0 | 0 | 0 | 0 | 12688.0623 | -12688.0623 | -18125.8033 | 0 | 3866642.3756 | 3866.6424 | 117467.6165 | 3831.0487
6 | 8 | 3 | 22.2 | 0 | 0.24 | 0 | 0.37863 | 0 | 0 | 0 | 2.4589 | 0 | 0 | 0 | 0 | 12294.519 | -12294.519 | -17563.5986 | 0 | 3849078.777 | 3849.0788 | 116934.0388 | 3813.6468
6 | 8 | 4 | 21.7 | 0 | 0.24 | 0 | 0.35827 | 0 | 0 | 0 | 2.1555 | 0 | 0 | 0 | 0 | 10777.3813 | -10777.3813 | -15396.259 | 0 | 3833682.518 | 3833.6825 | 116466.3043 | 3798.3923
6 | 8 | 5 | 21.7 | -15.0232 | 0.24 | -1181.254 | 0.3384 | 0 | -1181.254 | 0 | 1.9107 | 0 | 0 | 0 | 0 | 9553.4048 | -10734.6588 | -15335.2269 | 0 | 3818347.2911 | 3818.3473 | 116000.424 | 3783.1982
6 | 8 | 6 | 25 | 61.9556 | 0.24 | 4871.4962 | 0.27742 | 0 | 4871.4962 | 0.8 | 0.93653 | 0 | 0 | 0 | 0 | 8682.6744 | -3811.1783 | -5444.5404 | 0 | 3812902.7507 | 3812.9028 | 115835.0203 | 3777.8038
6 | 8 | 7 | 27.8 | 229.6036 | 0.2344 | 17632.212 | 0.238 | 0 | 17632.212 | 3.04 | 0 | 0 | 0 | 0 | 0 | 15200 | 2432.212 | 0 | 1702.5484 | 3814605.2991 | 3814.6053 | 115886.7433 | 3779.4907
6 | 8 | 8 | 28.9 | 428.2674 | 0.2322 | 32579.745 | 0.21831 | 0 | 32579.745 | 3.92 | 0 | 0 | 0 | 0 | 0 | 19600 | 12979.745 | 0 | 9085.8215 | 3823691.1206 | 3823.6911 | 116162.7682 | 3788.4929
6 | 8 | 9 | 32.2 | 617.6722 | 0.2256 | 45652.8169 | 0.2793 | 0 | 45652.8169 | 6.56 | 0 | 0 | 0 | 0 | 0 | 32800 | 12852.8169 | 0 | 8996.9718 | 3832688.0924 | 3832.6881 | 116436.0939 | 3797.407
6 | 8 | 10 | 33.3 | 777.9993 | 0.2234 | 56942.0068 | 0.29904 | 0 | 56942.0068 | 7.44 | 0 | 0 | 0 | 0 | 0 | 37200 | 19742.0068 | 0 | 13819.4048 | 3846507.4972 | 3846.5075 | 116855.924 | 3811.0992
6 | 8 | 11 | 34.4 | 886.0075 | 0.2212 | 64208.5626 | 0.31405 | 0 | 64208.5626 | 8.32 | 0 | 0 | 0 | 0 | 0 | 41600 | 22608.5626 | 0 | 15825.9938 | 3862333.491 | 3862.3335 | 117336.7137 | 3826.7795
6 | 8 | 12 | 35 | 911.6769 | 0.22 | 65710.3908 | 0.32405 | 0 | 65710.3908 | 8.8 | 0 | 0 | 0 | 0 | 0 | 44000 | 21710.3908 | 0 | 15197.2736 | 3877530.7646 | 3877.5308 | 117798.403 | 3841.8369
6 | 8 | 13 | 35.6 | 855.5489 | 0.2188 | 61328.5294 | 0.29582 | 0 | 61328.5294 | 9.28 | 0 | 0 | 0 | 0 | 0 | 46400 | 14928.5294 | 0 | 10449.9706 | 3887980.7352 | 3887.9807 | 118115.8704 | 3852.1907
6 | 8 | 14 | 36.1 | 774.2146 | 0.2178 | 55244.5726 | 0.27248 | 0 | 55244.5726 | 9.68 | 0 | 0 | 0 | 0 | 0 | 48400 | 6844.5726 | 0 | 4791.2008 | 3892771.936 | 3892.7719 | 118261.4259 | 3856.9378
6 | 8 | 15 | 36.1 | 614.6672 | 0.2178 | 43859.9681 | 0.2734 | 0 | 43859.9681 | 9.68 | 0 | 0 | 0 | 0 | 0 | 48400 | -4540.0319 | -6485.7599 | 0 | 3886286.1761 | 3886.2862 | 118064.3902 | 3850.5117
6 | 8 | 16 | 35.6 | 422.4412 | 0.2188 | 30281.9617 | 0.31091 | 0 | 30281.9617 | 9.28 | 0.5255 | 0 | 0 | 0 | 0 | 49027.5178 | -18745.5562 | -26779.366 | 0 | 3859506.8102 | 3859.5068 | 117250.8398 | 3823.9789
6 | 8 | 17 | 35 | 182.2778 | 0.22 | 13137.9306 | 0.33901 | 0 | 13137.9306 | 8.8 | 0.1544 | 0 | 0 | 0 | 0 | 44771.9989 | -31634.0683 | -45191.5262 | 0 | 3814315.284 | 3814.3153 | 115877.9327 | 3779.2033
6 | 8 | 18 | 32.8 | 34.5333 | 0.2244 | 2538.8191 | 0.37179 | 0 | 2538.8191 | 7.04 | 0 | 0 | 0 | 0 | 0 | 35200 | -32661.1809 | -46658.8298 | 0 | 3767656.4541 | 3767.6565 | 114460.4492 | 3732.974
6 | 8 | 19 | 30.6 | 0.82222 | 0.2288 | 61.6333 | 0.40169 | 0 | 61.6333 | 5.28 | 0 | 0 | 0 | 0 | 0 | 26400 | -26338.3667 | -37626.2381 | 0 | 3730030.2161 | 3730.0302 | 113317.3737 | 3695.6941
6 | 8 | 20 | 28.9 | 0 | 0.2322 | 0 | 0.4196 | 0 | 0 | 3.92 | 0.29755 | 0 | 0 | 0 | 0 | 21087.7583 | -21087.7583 | -30125.369 | 0 | 3699904.847 | 3699.9048 | 112402.1726 | 3665.8461
6 | 8 | 21 | 29.4 | 0 | 0.2312 | 0 | 0.48286 | 0 | 0 | 4.32 | 0 | 0 | 0 | 0 | 0 | 21600 | -21600 | -30857.1429 | 0 | 3669047.7042 | 3669.0477 | 111464.7404 | 3635.273
6 | 8 | 22 | 27.2 | 0 | 0.2356 | 0 | 0.5134 | 0 | 0 | 2.56 | 0.63136 | 0 | 0 | 0 | 0 | 15956.8157 | -15956.8157 | -22795.451 | 0 | 3646252.2532 | 3646.2523 | 110772.2203 | 3612.6874
6 | 8 | 23 | 26.7 | 0 | 0.2366 | 0 | 0.51028 | 0 | 0 | 2.16 | 0.30888 | 0 | 0 | 0 | 0 | 12344.389 | -12344.389 | -17634.8414 | 0 | 3628617.4118 | 3628.6174 | 110236.4783 | 3595.2149
6 | 9 | 0 | 26.7 | 0 | 0.2366 | 0 | 0.53456 | 0 | 0 | 2.16 | 0 | 0 | 0 | 0 | 0 | 10800 | -10800 | -15428.5714 | 0 | 3613188.8403 | 3613.1888 | 109767.7622 | 3579.9283
6 | 9 | 1 | 25.6 | 0 | 0.2388 | 0 | 0.51822 | 0 | 0 | 1.28 | 1.6642 | 0 | 0 | 0 | 0 | 14721.1154 | -14721.1154 | -21030.1649 | 0 | 3592158.6755 | 3592.1587 | 109128.8712 | 3559.0917
6 | 9 | 2 | 24.4 | 0 | 0.24 | 0 | 0.47651 | 0 | 0 | 0.32 | 2.5886 | 0 | 0 | 0 | 0 | 14542.9279 | -14542.9279 | -20775.6113 | 0 | 3571383.0642 | 3571.3831 | 108497.7133 | 3538.5074
6 | 9 | 3 | 23.9 | 0 | 0.24 | 0 | 0.4402 | 0 | 0 | 0 | 2.8221 | 0 | 0 | 0 | 0 | 14110.5215 | -14110.5215 | -20157.8878 | 0 | 3551225.1764 | 3551.2252 | 107885.3218 | 3518.5351
6 | 9 | 4 | 23.9 | 0 | 0.24 | 0 | 0.40758 | 0 | 0 | 0 | 2.3583 | 0 | 0 | 0 | 0 | 11791.4681 | -11791.4681 | -16844.9545 | 0 | 3534380.222 | 3534.3802 | 107373.5764 | 3501.8452
6 | 9 | 5 | 24.4 | -16.0046 | 0.24 | -1258.4206 | 0.39319 | 0 | -1258.4206 | 0.32 | 1.6913 | 0 | 0 | 0 | 0 | 10056.5349 | -11314.9555 | -16164.2221 | 0 | 3518215.9998 | 3518.216 | 106882.5114 | 3485.8297
6 | 9 | 6 | 26.7 | 60.2711 | 0.2366 | 4671.9114 | 0.39449 | 0 | 4671.9114 | 2.16 | 0 | 0 | 0 | 0 | 0 | 10800 | -6128.0886 | -8754.4123 | 0 | 3509461.5875 | 3509.4616 | 106616.5546 | 3477.1559
6 | 9 | 7 | 28.3 | 233.3976 | 0.2334 | 17847.0965 | 0.3709 | 0 | 17847.0965 | 3.44 | 0 | 0 | 0 | 0 | 0 | 17200 | 647.0965 | 0 | 452.9676 | 3509914.555 | 3509.9146 | 106630.3156 | 3477.6047
6 | 9 | 8 | 30.6 | 431.7465 | 0.2288 | 32363.4802 | 0.36925 | 0 | 32363.4802 | 5.28 | 0 | 0 | 0 | 0 | 0 | 26400 | 5963.4802 | 0 | 4174.4361 | 3514088.9912 | 3514.089 | 106757.1339 | 3481.7407
6 | 9 | 9 | 32.2 | 621.1396 | 0.2256 | 45909.0902 | 0.3734 | 0 | 45909.0902 | 6.56 | 0 | 0 | 0 | 0 | 0 | 32800 | 13109.0902 | 0 | 9176.3631 | 3523265.3543 | 3523.2654 | 107035.9095 | 3490.8326
6 | 9 | 10 | 33.3 | 782.0313 | 0.2234 | 57237.1146 | 0.35302 | 0 | 57237.1146 | 7.44 | 0 | 0 | 0 | 0 | 0 | 37200 | 20037.1146 | 0 | 14025.9802 | 3537291.3345 | 3537.2913 | 107462.0152 | 3504.7295
6 | 9 | 11 | 35 | 860.9647 | 0.22 | 62055.2359 | 0.37079 | 0 | 62055.2359 | 8.8 | 0 | 0 | 0 | 0 | 0 | 44000 | 18055.2359 | 0 | 12638.6651 | 3549929.9996 | 3549.93 | 107845.9747 | 3517.2518
6 | 9 | 12 | 35 | 902.8287 | 0.22 | 65072.6401 | 0.37724 | 0 | 65072.6401 | 8.8 | 0 | 0 | 0 | 0 | 0 | 44000 | 21072.6401 | 0 | 14750.848 | 3564680.8477 | 3564.6808 | 108294.1017 | 3531.8669
6 | 9 | 13 | 35.6 | 687.2235 | 0.2188 | 49262.4187 | 0.42625 | 0 | 49262.4187 | 9.28 | 0 | 0 | 0 | 0 | 0 | 46400 | 2862.4187 | 0 | 2003.6931 | 3566684.5408 | 3566.6845 | 108354.9734 | 3533.8521
6 | 9 | 14 | 36.7 | 756.8728 | 0.2166 | 53709.5817 | 0.44709 | 0 | 53709.5817 | 10.16 | 0 | 0 | 0 | 0 | 0 | 50800 | 2909.5817 | 0 | 2036.7072 | 3568721.248 | 3568.7212 | 108416.848 | 3535.8701
6 | 9 | 15 | 35.6 | 586.1447 | 0.2188 | 42016.7633 | 0.4552 | 0 | 42016.7633 | 9.28 | 0.53577 | 0 | 0 | 0 | 0 | 49078.8496 | -7062.0863 | -10088.6947 | 0 | 3558632.5533 | 3558.6326 | 108110.3561 | 3525.8742
6 | 9 | 16 | 35.6 | 396.8644 | 0.2188 | 28448.5289 | 0.50164 | 0 | 28448.5289 | 9.28 | 0.22595 | 0 | 0 | 0 | 0 | 47529.7721 | -19081.2432 | -27258.9189 | 0 | 3531373.6345 | 3531.3736 | 107282.237 | 3498.8663
6 | 9 | 17 | 35 | 227.856 | 0.22 | 16423.0367 | 0.53938 | 0 | 16423.0367 | 8.8 | 0 | 0 | 0 | 0 | 0 | 44000 | -27576.9633 | -39395.6619 | 0 | 3491977.9725 | 3491.978 | 106085.4068 | 3459.8332
6 | 9 | 18 | 32.8 | 59.9306 | 0.2244 | 4405.9718 | 0.58022 | 0 | 4405.9718 | 7.04 | 0 | 0 | 0 | 0 | 0 | 35200 | -30794.0282 | -43991.4688 | 0 | 3447986.5037 | 3447.9865 | 104748.9571 | 3416.2467
6 | 9 | 19 | 31.1 | 0.82222 | 0.2278 | 61.364 | 0.56526 | 0 | 61.364 | 5.68 | 0 | 0 | 0 | 0 | 0 | 28400 | -28338.636 | -40483.7658 | 0 | 3407502.738 | 3407.5027 | 103519.0705 | 3376.1356
6 | 9 | 20 | 29.4 | 0 | 0.2312 | 0 | 0.5623 | 0 | 0 | 4.32 | 0.23995 | 0 | 0 | 0 | 0 | 22799.7704 | -22799.7704 | -32571.1006 | 0 | 3374931.6374 | 3374.9316 | 102529.5687 | 3343.8644
6 | 9 | 21 | 28.9 | 0 | 0.2322 | 0 | 0.59406 | 0 | 0 | 3.92 | 0 | 0 | 0 | 0 | 0 | 19600 | -19600 | -28000 | 0 | 3346931.6374 | 3346.9316 | 101678.9358 | 3316.1221
6 | 9 | 22 | 27.8 | 0 | 0.2344 | 0 | 0.59918 | 0 | 0 | 3.04 | 0.024883 | 0 | 0 | 0 | 0 | 15324.4135 | -15324.4135 | -21892.0193 | 0 | 3325039.6181 | 3325.0396 | 101013.8618 | 3294.4316
6 | 9 | 23 | 26.7 | 0 | 0.2366 | 0 | 0.60649 | 0 | 0 | 2.16 | 0.6885 | 0 | 0 | 0 | 0 | 14242.5222 | -14242.5222 | -20346.4603 | 0 | 3304693.1578 | 3304.6932 | 100395.7415 | 3274.2724
6 | 10 | 0 | 25.6 | 0 | 0.2388 | 0 | 0.59778 | 0 | 0 | 1.28 | 1.2809 | 0 | 0 | 0 | 0 | 12804.7309 | -12804.7309 | -18292.4727 | 0 | 3286400.6851 | 3286.4007 | 99840.0208 | 3256.1484
6 | 10 | 1 | 24.4 | 0 | 0.24 | 0 | 0.58262 | 0 | 0 | 0.32 | 2.422 | 0 | 0 | 0 | 0 | 13710.2132 | -13710.2132 | -19586.0188 | 0 | 3266814.6663 | 3266.8147 | 99245.0025 | 3236.7426
6 | 10 | 2 | 23.9 | 0 | 0.24 | 0 | 0.56953 | 0 | 0 | 0 | 3.0785 | 0 | 0 | 0 | 0 | 15392.674 | -15392.674 | -21989.5342 | 0 | 3244825.132 | 3244.8251 | 98576.966 | 3214.9555
6 | 10 | 3 | 24.4 | 0 | 0.24 | 0 | 0.55815 | 0 | 0 | 0.32 | 2.3598 | 0 | 0 | 0 | 0 | 13398.8007 | -13398.8007 | -19141.1439 | 0 | 3225683.9881 | 3225.684 | 97995.4629 | 3195.9906
6 | 10 | 4 | 24.4 | 0 | 0.24 | 0 | 0.54451 | 0 | 0 | 0.32 | 1.9541 | 0 | 0 | 0 | 0 | 11370.6271 | -11370.6271 | -16243.753 | 0 | 3209440.2351 | 3209.4402 | 97501.9818 | 3179.8963
6 | 10 | 5 | 23.3 | 2.4667 | 0.24 | 193.951 | 0.52717 | 0 | 193.951 | 0 | 1.9732 | 0 | 0 | 0 | 0 | 9865.958 | -9672.0069 | -13817.1528 | 0 | 3195623.0823 | 3195.6231 | 97082.2202 | 3166.2064
6 | 10 | 6 | 25 | 26.3111 | 0.24 | 2068.8111 | 0.50305 | 0 | 2068.8111 | 0.8 | 1.4441 | 0 | 0 | 0 | 0 | 11220.7432 | -9151.9321 | -13074.1887 | 0 | 3182548.8936 | 3182.5489 | 96685.0297 | 3153.2525
6 | 10 | 7 | 27.2 | 100.3111 | 0.2356 | 7742.741 | 0.47884 | 0 | 7742.741 | 2.56 | 0.64779 | 0 | 0 | 0 | 0 | 16038.9464 | -8296.2054 | -11851.722 | 0 | 3170697.1716 | 3170.6972 | 96324.9774 | 3141.5099
6 | 10 | 8 | 28.3 | 212.0215 | 0.2334 | 16212.5434 | 0.53171 | 0 | 16212.5434 | 3.44 | 0 | 0 | 0 | 0 | 0 | 17200 | -987.4566 | -1410.6523 | 0 | 3169286.5193 | 3169.2865 | 96282.1221 | 3140.1123
6 | 10 | 9 | 30 | 335.1242 | 0.23 | 25252.4771 | 0.51832 | 0 | 25252.4771 | 4.8 | 0 | 0 | 0 | 0 | 0 | 24000 | 1252.4771 | 0 | 876.734 | 3170163.2533 | 3170.1633 | 96308.7571 | 3140.9809
6 | 10 | 10 | 31.1 | 468.942 | 0.2278 | 34998.0047 | 0.47171 | 0 | 34998.0047 | 5.68 | 0 | 0 | 0 | 0 | 0 | 28400 | 6598.0047 | 0 | 4618.6033 | 3174781.8565 | 3174.7819 | 96449.0691 | 3145.557
6 | 10 | 11 | 32.2 | 327.6873 | 0.2256 | 24219.717 | 0.42783 | 0 | 24219.717 | 6.56 | 0 | 0 | 0 | 0 | 0 | 32800 | -8580.283 | -12257.5472 | 0 | 3162524.3093 | 3162.5243 | 96076.6879 | 3133.4123
6 | 10 | 12 | 32.2 | 466.1445 | 0.2256 | 34453.2387 | 0.37771 | 0 | 34453.2387 | 6.56 | 0 | 0 | 0 | 0 | 0 | 32800 | 1653.2387 | 0 | 1157.2671 | 3163681.5764 | 3163.6816 | 96111.8454 | 3134.5589
6 | 10 | 13 | 32.2 | 427.4352 | 0.2256 | 31592.1928 | 0.3405 | 0 | 31592.1928 | 6.56 | 0 | 0 | 0 | 0 | 0 | 32800 | -1207.8072 | -1725.4389 | 0 | 3161956.1376 | 3161.9561 | 96059.427 | 3132.8494
6 | 10 | 14 | 32.8 | 461.7383 | 0.2244 | 33946.0445 | 0.32142 | 0 | 33946.0445 | 7.04 | 0 | 0 | 0 | 0 | 0 | 35200 | -1253.9555 | -1791.365 | 0 | 3160164.7725 | 3160.1648 | 96005.0057 | 3131.0745
6 | 10 | 15 | 32.2 | 298.4438 | 0.2256 | 22058.2983 | 0.31375 | 0 | 22058.2983 | 6.56 | 0.26505 | 0 | 0 | 0 | 0 | 34125.2444 | -12066.9461 | -17238.4944 | 0 | 3142926.2782 | 3142.9263 | 95481.3047 | 3113.9947
6 | 10 | 16 | 31.7 | 104.4222 | 0.2266 | 7752.1692 | 0.30301 | 0 | 7752.1692 | 6.16 | 1.0313 | 0 | 0 | 0 | 0 | 35956.2622 | -28204.093 | -40291.5615 | 0 | 3102634.7167 | 3102.6347 | 94257.2572 | 3074.074
6 | 10 | 17 | 31.7 | 46.8667 | 0.2266 | 3479.32 | 0.33531 | 0 | 3479.32 | 6.16 | 0.83733 | 0 | 0 | 0 | 0 | 34986.6629 | -31507.3429 | -45010.4898 | 0 | 3057624.2269 | 3057.6242 | 92889.8499 | 3029.4779
6 | 10 | 18 | 30.6 | 28.7778 | 0.2288 | 2157.1666 | 0.36073 | 0 | 2157.1666 | 5.28 | 0.2893 | 0 | 0 | 0 | 0 | 27846.4871 | -25689.3205 | -36699.0293 | 0 | 3020925.1976 | 3020.9252 | 91774.9427 | 2993.1166
6 | 10 | 19 | 28.9 | 0.82222 | 0.2322 | 62.5492 | 0.35583 | 0 | 62.5492 | 3.92 | 0.36075 | 0 | 0 | 0 | 0 | 21403.7336 | -21341.1844 | -30487.4063 | 0 | 2990437.7913 | 2990.4378 | 90848.743 | 2962.9099
6 | 10 | 20 | 28.3 | 0 | 0.2334 | 0 | 0.37036 | 0 | 0 | 3.44 | 0.12242 | 0 | 0 | 0 | 0 | 17812.105 | -17812.105 | -25445.8643 | 0 | 2964991.927 | 2964.9919 | 90075.7041 | 2937.6983
6 | 10 | 21 | 27.2 | 0 | 0.2356 | 0 | 0.39039 | 0 | 0 | 2.56 | 0.62977 | 0 | 0 | 0 | 0 | 15948.8307 | -15948.8307 | -22784.0439 | 0 | 2942207.883 | 2942.2079 | 89383.5306 | 2915.124
6 | 10 | 22 | 26.7 | 0 | 0.2366 | 0 | 0.39308 | 0 | 0 | 2.16 | 0.3431 | 0 | 0 | 0 | 0 | 12515.4947 | -12515.4947 | -17879.2782 | 0 | 2924328.6048 | 2924.3286 | 88840.3627 | 2897.4093
6 | 10 | 23 | 25 | 0 | 0.24 | 0 | 0.39422 | 0 | 0 | 0.8 | 1.0768 | 0 | 0 | 0 | 0 | 9384.208 | -9384.208 | -13406.0115 | 0 | 2910922.5933 | 2910.9226 | 88433.0914 | 2884.1267
6 | 11 | 0 | 24.4 | 0 | 0.24 | 0 | 0.38659 | 0 | 0 | 0.32 | 1.3785 | 0 | 0 | 0 | 0 | 8492.6283 | -8492.6283 | -12132.3261 | 0 | 2898790.2672 | 2898.7903 | 88064.5144 | 2872.106
6 | 11 | 1 | 25.6 | 0 | 0.2388 | 0 | 0.38552 | 0 | 0 | 1.28 | 1.1997 | 0 | 0 | 0 | 0 | 12398.6399 | -12398.6399 | -17712.3427 | 0 | 2881077.9245 | 2881.0779 | 87526.418 | 2854.5567
6 | 11 | 2 | 25.6 | 0 | 0.2388 | 0 | 0.38256 | 0 | 0 | 1.28 | 1.5127 | 0 | 0 | 0 | 0 | 13963.6872 | -13963.6872 | -19948.1246 | 0 | 2861129.7998 | 2861.1298 | 86920.399 | 2834.7922
6 | 11 | 3 | 25 | 0 | 0.24 | 0 | 0.38461 | 0 | 0 | 0.8 | 1.8822 | 0 | 0 | 0 | 0 | 13410.8969 | -13410.8969 | -19158.4241 | 0 | 2841971.3757 | 2841.9714 | 86338.3709 | 2815.8102
6 | 11 | 4 | 20 | 0 | 0.24 | 0 | 0.38637 | 0 | 0 | 0 | 2.2648 | 0 | 0 | 0 | 0 | 11323.779 | -11323.779 | -16176.8272 | 0 | 2825794.5485 | 2825.7945 | 85846.923 | 2799.7822
6 | 11 | 5 | 20.6 | -1.3762 | 0.24 | -108.2052 | 0.39959 | 0 | -108.2052 | 0 | 1.9616 | 0 | 0 | 0 | 0 | 9807.782 | -9915.9872 | -14165.6961 | 0 | 2811628.8525 | 2811.6289 | 85416.5727 | 2785.7469
6 | 11 | 6 | 20 | 90.5636 | 0.24 | 7120.9055 | 0.40934 | 0 | 7120.9055 | 0 | 1.7478 | 0 | 0 | 0 | 0 | 8738.9414 | -1618.0359 | -2311.4798 | 0 | 2809317.3727 | 2809.3174 | 85346.3506 | 2783.4567
6 | 11 | 7 | 20 | 84.6889 | 0.24 | 6658.9857 | 0.38173 | 0 | 6658.9857 | 0 | 1.5913 | 0 | 0 | 0 | 0 | 7956.4177 | -1297.432 | -1853.4743 | 0 | 2807463.8983 | 2807.4639 | 85290.0425 | 2781.6203
6 | 11 | 8 | 20.6 | 78.9333 | 0.24 | 6206.4333 | 0.41574 | 0 | 6206.4333 | 0 | 1.435 | 0 | 0 | 0 | 0 | 7175.0348 | -968.6015 | -1383.7164 | 0 | 2806080.1819 | 2806.0802 | 85248.0055 | 2780.2493
6 | 11 | 9 | 23.3 | 101.9556 | 0.24 | 8016.643 | 0.42362 | 0 | 8016.643 | 0 | 1.5336 | 0 | 0 | 0 | 0 | 7667.8194 | 348.8236 | 0 | 244.1765 | 2806324.3585 | 2806.3244 | 85255.4235 | 2780.4913
6 | 11 | 10 | 24.4 | 120.0444 | 0.24 | 9438.9506 | 0.40356 | 0 | 9438.9506 | 0.32 | 1.8373 | 0 | 0 | 0 | 0 | 10786.5861 | -1347.6355 | -1925.1936 | 0 | 2804399.1648 | 2804.3992 | 85196.9367 | 2778.5838
6 | 11 | 11 | 26.1 | 210.9569 | 0.2378 | 16435.2396 | 0.36386 | 0 | 16435.2396 | 1.68 | 2.2514 | 0 | 0 | 0 | 0 | 19656.76 | -3221.5204 | -4602.172 | 0 | 2799796.9929 | 2799.797 | 85057.1238 | 2774.024
6 | 11 | 12 | 27.2 | 433.1271 | 0.2356 | 33431.8968 | 0.32804 | 0 | 33431.8968 | 2.56 | 2.6217 | 0 | 0 | 0 | 0 | 25908.3265 | 7523.5702 | 0 | 5266.4992 | 2805063.492 | 2805.0635 | 85217.1187 | 2779.242
6 | 11 | 13 | 28.3 | 793.8667 | 0.2334 | 60704.2134 | 0.30477 | 0 | 60704.2134 | 3.44 | 2.4606 | 0 | 0 | 0 | 0 | 29503.1911 | 31201.0224 | 0 | 21840.7156 | 2826904.2077 | 2826.9042 | 85880.6342 | 2800.8817
6 | 11 | 14 | 27.8 | 739.3738 | 0.2344 | 56779.565 | 0.29928 | 0 | 56779.565 | 3.04 | 3.4744 | 0 | 0 | 0 | 0 | 32571.8739 | 24207.6911 | 0 | 16945.3838 | 2843849.5915 | 2843.8496 | 86395.4306 | 2817.6711
6 | 11 | 15 | 29.4 | 551.415 | 0.2312 | 41767.3361 | 0.28622 | 0 | 41767.3361 | 4.32 | 2.8711 | 0 | 0 | 0 | 0 | 35955.5218 | 5811.8144 | 0 | 4068.27 | 2847917.8615 | 2847.9179 | 86519.0236 | 2821.7019
6 | 11 | 16 | 29.4 | 74 | 0.2312 | 5605.1851 | 0.28449 | 0 | 5605.1851 | 4.32 | 3.0737 | 0 | 0 | 0 | 0 | 36968.4678 | -31363.2828 | -44804.6897 | 0 | 2803113.1718 | 2803.1132 | 85157.8685 | 2777.3097
6 | 11 | 17 | 27.8 | 46.8667 | 0.2344 | 3599.0848 | 0.29403 | 0 | 3599.0848 | 3.04 | 3.8663 | 0 | 0 | 0 | 0 | 34531.6051 | -30932.5203 | -44189.3148 | 0 | 2758923.857 | 2758.9239 | 83815.4083 | 2733.5271
6 | 11 | 18 | 27.8 | 21.3778 | 0.2344 | 1641.6878 | 0.31325 | 0 | 1641.6878 | 3.04 | 2.557 | 0 | 0 | 0 | 0 | 27985.0989 | -26343.4111 | -37633.4444 | 0 | 2721290.4127 | 2721.2904 | 82672.1138 | 2696.2401
6 | 11 | 19 | 25.6 | 0.82222 | 0.2388 | 64.3271 | 0.33637 | 0 | 64.3271 | 1.28 | 2.8344 | 0 | 0 | 0 | 0 | 20571.7916 | -20507.4645 | -29296.3779 | 0 | 2691994.0348 | 2691.994 | 81782.0973 | 2667.2134
6 | 11 | 20 | 25 | 0 | 0.24 | 0 | 0.3918 | 0 | 0 | 0.8 | 2.6606 | 0 | 0 | 0 | 0 | 17302.9825 | -17302.9825 | -24718.5464 | 0 | 2667275.4883 | 2667.2755 | 81031.1541 | 2642.7224
6 | 11 | 21 | 25.6 | 0 | 0.2388 | 0 | 0.46192 | 0 | 0 | 1.28 | 2.0183 | 0 | 0 | 0 | 0 | 16491.4896 | -16491.4896 | -23559.2709 | 0 | 2643716.2174 | 2643.7162 | 80315.4294 | 2619.38
6 | 11 | 22 | 24.4 | 0 | 0.24 | 0 | 0.51111 | 0 | 0 | 0.32 | 2.1517 | 0 | 0 | 0 | 0 | 12358.4777 | -12358.4777 | -17654.9681 | 0 | 2626061.2493 | 2626.0612 | 79779.0759 | 2601.8875
6 | 11 | 23 | 22.8 | 0 | 0.24 | 0 | 0.51074 | 0 | 0 | 0 | 1.852 | 0 | 0 | 0 | 0 | 9260.2436 | -9260.2436 | -13228.9194 | 0 | 2612832.3298 | 2612.8323 | 79377.1847 | 2588.7804
6 | 12 | 0 | 21.1 | 0 | 0.24 | 0 | 0.51645 | 0 | 0 | 0 | 1.6447 | 0 | 0 | 0 | 0 | 8223.3427 | -8223.3427 | -11747.6324 | 0 | 2601084.6974 | 2601.0847 | 79020.2946 | 2577.1409
6 | 12 | 1 | 20 | 0 | 0.24 | 0 | 0.50613 | 0 | 0 | 0 | 2.3524 | 0 | 0 | 0 | 0 | 11761.8098 | -11761.8098 | -16802.5854 | 0 | 2584282.112 | 2584.2821 | 78509.8363 | 2560.493
6 | 12 | 2 | 18.9 | 0 | 0.24 | 0 | 0.49413 | 0 | 0 | 0 | 2.5832 | 0 | 0 | 0 | 0 | 12916.2033 | -12916.2033 | -18451.719 | 0 | 2565830.393 | 2565.8304 | 77949.2778 | 2542.2111
6 | 12 | 3 | 17.8 | 0 | 0.24 | 0 | 0.47604 | 0 | 0 | 0 | 2.4541 | 0 | 0 | 0 | 0 | 12270.5642 | -12270.5642 | -17529.3775 | 0 | 2548301.0155 | 2548.301 | 77416.7397 | 2524.8431
6 | 12 | 4 | 17.8 | 0 | 0.24 | 0 | 0.44369 | 0 | 0 | 0 | 2.1927 | 0 | 0 | 0 | 0 | 10963.3162 | -10963.3162 | -15661.8804 | 0 | 2532639.1352 | 2532.6391 | 76940.9358 | 2509.3254
6 | 12 | 5 | 16.7 | -6.84 | 0.24 | -537.8222 | 0.4123 | 0 | -537.8222 | 0 | 1.9533 | 0 | 0 | 0 | 0 | 9766.7166 | -10304.5388 | -14720.7698 | 0 | 2517918.3654 | 2517.9184 | 76493.7225 | 2494.7402
6 | 12 | 6 | 18.3 | 69.9394 | 0.24 | 5499.2512 | 0.36121 | 0 | 5499.2512 | 0 | 1.7054 | 0 | 0 | 0 | 0 | 8526.7703 | -3027.5191 | -4325.0273 | 0 | 2513593.3381 | 2513.5933 | 76362.3293 | 2490.4549
6 | 12 | 7 | 20 | 239.5361 | 0.24 | 18834.4386 | 0.31071 | 0 | 18834.4386 | 0 | 1.5828 | 0 | 0 | 0 | 0 | 7914.2116 | 10920.227 | 0 | 7644.1589 | 2521237.497 | 2521.2375 | 76594.5569 | 2498.0287
6 | 12 | 8 | 21.7 | 400.7011 | 0.24 | 31506.6493 | 0.34946 | 0 | 31506.6493 | 0 | 1.4993 | 0 | 0 | 0 | 0 | 7496.7136 | 24009.9357 | 0 | 16806.955 | 2538044.452 | 2538.0445 | 77105.1479 | 2514.681
6 | 12 | 9 | 21.7 | 495.0222 | 0.24 | 38923.0014 | 0.34486 | 0 | 38923.0014 | 0 | 1.5299 | 0 | 0 | 0 | 0 | 7649.5681 | 31273.4333 | 0 | 21891.4033 | 2559935.8553 | 2559.9359 | 77770.2032 | 2536.3709
6 | 12 | 10 | 23.3 | 677.7082 | 0.24 | 53287.3854 | 0.31823 | 0 | 53287.3854 | 0 | 2.1276 | 0 | 0 | 0 | 0 | 10638.2153 | 42649.1701 | 0 | 29854.4191 | 2589790.2744 | 2589.7903 | 78677.1729 | 2565.9505
6 | 12 | 11 | 23.3 | 646.9107 | 0.24 | 50865.8142 | 0.32352 | 0 | 50865.8142 | 0 | 3.713 | 0 | 0 | 0 | 0 | 18564.9747 | 32300.8394 | 0 | 22610.5876 | 2612400.862 | 2612.4009 | 79364.0768 | 2588.3529
6 | 12 | 12 | 25 | 869.3884 | 0.24 | 68358.97 | 0.32693 | 0 | 68358.97 | 0.8 | 4.2722 | 0 | 0 | 0 | 0 | 25360.923 | 42998.047 | 0 | 30098.6329 | 2642499.495 | 2642.4995 | 80278.4657 | 2618.1745
6 | 12 | 13 | 25.6 | 840.3378 | 0.2388 | 65744.3815 | 0.34849 | 0 | 65744.3815 | 1.28 | 4.5564 | 0 | 0 | 0 | 0 | 29181.8333 | 36562.5482 | 0 | 25593.7837 | 2668093.2787 | 2668.0933 | 81055.9983 | 2643.5327
6 | 12 | 14 | 25.6 | 706.1965 | 0.2388 | 55249.7487 | 0.35325 | 0 | 55249.7487 | 1.28 | 5.2659 | 0 | 0 | 0 | 0 | 32729.426 | 22520.3227 | 0 | 15764.2259 | 2683857.5046 | 2683.8575 | 81534.9115 | 2659.1518
6 | 12 | 15 | 25.6 | 459.5262 | 0.2388 | 35951.3358 | 0.37113 | 0 | 35951.3358 | 1.28 | 5.8237 | 0 | 0 | 0 | 0 | 35518.4499 | 432.8859 | 0 | 303.0201 | 2684160.5247 | 2684.1605 | 81544.1172 | 2659.452
6 | 12 | 16 | 26.1 | 212.3019 | 0.2378 | 16540.0226 | 0.39586 | 0 | 16540.0226 | 1.68 | 5.6744 | 0 | 0 | 0 | 0 | 36771.8985 | -20231.876 | -28902.6799 | 0 | 2655257.8448 | 2655.2578 | 80666.0611 | 2630.8154
6 | 12 | 17 | 25.6 | 50.1556 | 0.2388 | 3923.9528 | 0.40244 | 0 | 3923.9528 | 1.28 | 5.9154 | 0 | 0 | 0 | 0 | 35977.0133 | -32053.0605 | -45790.0865 | 0 | 2609467.7583 | 2609.4678 | 79274.9699 | 2585.4468
6 | 12 | 18 | 24.4 | 24.6667 | 0.24 | 1939.5104 | 0.38978 | 0 | 1939.5104 | 0.32 | 5.2702 | 0 | 0 | 0 | 0 | 27950.775 | -26011.2646 | -37158.9495 | 0 | 2572308.8088 | 2572.3088 | 78146.0904 | 2548.6299
6 | 12 | 19 | 21.1 | 0.82222 | 0.24 | 64.6503 | 0.34283 | 0 | 64.6503 | 0 | 4.1554 | 0 | 0 | 0 | 0 | 20776.8018 | -20712.1515 | -29588.7878 | 0 | 2542720.021 | 2542.72 | 77247.1905 | 2519.3135
6 | 12 | 20 | 20.6 | 0 | 0.24 | 0 | 0.30503 | 0 | 0 | 0 | 3.5919 | 0 | 0 | 0 | 0 | 17959.2603 | -17959.2603 | -25656.0862 | 0 | 2517063.9348 | 2517.0639 | 76467.7651 | 2493.8936
6 | 12 | 21 | 19.4 | 0 | 0.24 | 0 | 0.33321 | 0 | 0 | 0 | 3.3201 | 0 | 0 | 0 | 0 | 16600.6806 | -16600.6806 | -23715.258 | 0 | 2493348.6768 | 2493.3487 | 75747.3016 | 2470.3966
6 | 12 | 22 | 18.9 | 0 | 0.24 | 0 | 0.36186 | 0 | 0 | 0 | 2.5581 | 0 | 0 | 0 | 0 | 12790.7257 | -12790.7257 | -18272.4653 | 0 | 2475076.2115 | 2475.0762 | 75192.1887 | 2452.2924
6 | 12 | 23 | 17.8 | 0 | 0.24 | 0 | 0.36316 | 0 | 0 | 0 | 1.9326 | 0 | 0 | 0 | 0 | 9662.9125 | -9662.9125 | -13804.1607 | 0 | 2461272.0508 | 2461.2721 | 74772.8218 | 2438.6153
6 | 13 | 0 | 17.2 | 0 | 0.24 | 0 | 0.35957 | 0 | 0 | 0 | 1.7594 | 0 | 0 | 0 | 0 | 8797.1174 | -8797.1174 | -12567.3105 | 0 | 2448704.7403 | 2448.7047 | 74391.0301 | 2426.1637
6 | 13 | 1 | 16.1 | 0 | 0.24 | 0 | 0.35405 | 0 | 0 | 0 | 2.3467 | 0 | 0 | 0 | 0 | 11733.2922 | -11733.2922 | -16761.8459 | 0 | 2431942.8943 | 2431.9429 | 73881.8094 | 2409.5561
6 | 13 | 2 | 16.7 | 0 | 0.24 | 0 | 0.36309 | 0 | 0 | 0 | 2.5928 | 0 | 0 | 0 | 0 | 12964.1129 | -12964.1129 | -18520.1613 | 0 | 2413422.733 | 2413.4227 | 73319.1716 | 2391.2064
6 | 13 | 3 | 16.1 | 0 | 0.24 | 0 | 0.3347 | 0 | 0 | 0 | 2.4918 | 0 | 0 | 0 | 0 | 12458.7806 | -12458.7806 | -17798.258 | 0 | 2395624.4751 | 2395.6245 | 72778.4651 | 2373.572
6 | 13 | 4 | 15.6 | 0 | 0.24 | 0 | 0.31546 | 0 | 0 | 0 | 2.1683 | 0 | 0 | 0 | 0 | 10841.2608 | -10841.2608 | -15487.5154 | 0 | 2380136.9596 | 2380.137 | 72307.9583 | 2358.2271
6 | 13 | 5 | 15.6 | -14.4998 | 0.24 | -1140.1045 | 0.30141 | 0 | -1140.1045 | 0 | 1.9949 | 0 | 0 | 0 | 0 | 9974.325 | -11114.4294 | -15877.7563 | 0 | 2364259.2033 | 2364.2592 | 71825.596 | 2342.4955
6 | 13 | 6 | 17.8 | 60.7962 | 0.24 | 4780.3345 | 0.26005 | 0 | 4780.3345 | 0 | 1.6951 | 0 | 0 | 0 | 0 | 8475.4385 | -3695.1041 | -5278.7201 | 0 | 2358980.4832 | 2358.9805 | 71665.2299 | 2337.2653
6 | 13 | 7 | 20 | 231.6243 | 0.24 | 18212.3438 | 0.2163 | 0 | 18212.3438 | 0 | 1.6022 | 0 | 0 | 0 | 0 | 8011.1716 | 10201.1722 | 0 | 7140.8206 | 2366121.3038 | 2366.1213 | 71882.1662 | 2344.3404
6 | 13 | 8 | 22.2 | 432.4236 | 0.24 | 34000.9453 | 0.23919 | 0 | 34000.9453 | 0 | 1.4717 | 0 | 0 | 0 | 0 | 7358.6883 | 26642.2571 | 0 | 18649.5799 | 2384770.8837 | 2384.7709 | 72448.7357 | 2362.8183
6 | 13 | 9 | 23.9 | 626.8537 | 0.24 | 49288.7508 | 0.25823 | 0 | 49288.7508 | 0 | 1.5381 | 0 | 0 | 0 | 0 | 7690.6335 | 41598.1173 | 0 | 29118.6821 | 2413889.5658 | 2413.8896 | 73333.3539 | 2391.669
6 | 13 | 10 | 25 | 774.0968 | 0.24 | 60866.303 | 0.23023 | 0 | 60866.303 | 0.8 | 1.4248 | 0 | 0 | 0 | 0 | 11123.7833 | 49742.5198 | 0 | 34819.7638 | 2448709.3297 | 2448.7093 | 74391.1695 | 2426.1682
6 | 13 | 11 | 26.7 | 845.1895 | 0.2366 | 65514.7767 | 0.20253 | 0 | 65514.7767 | 2.16 | 1.7774 | 0 | 0 | 0 | 0 | 19687.1074 | 45827.6693 | 0 | 32079.3685 | 2480788.6982 | 2480.7887 | 75365.7326 | 2457.9523
6 | 13 | 12 | 27.2 | 895.2686 | 0.2356 | 69103.3438 | 0.21048 | 0 | 69103.3438 | 2.56 | 2.7252 | 0 | 0 | 0 | 0 | 26426.2066 | 42677.1372 | 0 | 29873.996 | 2510662.6942 | 2510.6627 | 76273.297 | 2487.5513
6 | 13 | 13 | 27.8 | 836.7919 | 0.2344 | 64260.7044 | 0.21343 | 0 | 64260.7044 | 3.04 | 3.1538 | 0 | 0 | 0 | 0 | 30969.1833 | 33291.5211 | 0 | 23304.0648 | 2533966.759 | 2533.9668 | 76981.2686 | 2510.6408
6 | 13 | 14 | 28.3 | 737.6099 | 0.2334 | 56402.4565 | 0.25152 | 0 | 56402.4565 | 3.44 | 3.5445 | 0 | 0 | 0 | 0 | 34922.6808 | 21479.7758 | 0 | 15035.843 | 2549002.602 | 2549.0026 | 77438.0537 | 2525.5382
6 | 13 | 15 | 28.3 | 585.1562 | 0.2334 | 44744.8488 | 0.28744 | 0 | 44744.8488 | 3.44 | 4.0731 | 0 | 0 | 0 | 0 | 37565.6944 | 7179.1544 | 0 | 5025.4081 | 2554028.0101 | 2554.028 | 77590.7244 | 2530.5174
6 | 13 | 16 | 28.3 | 413.445 | 0.2334 | 31614.696 | 0.33812 | 0 | 31614.696 | 3.44 | 4.4236 | 0 | 0 | 0 | 0 | 39317.8173 | -7703.1213 | -11004.4591 | 0 | 2543023.551 | 2543.0236 | 77256.4117 | 2519.6142
6 | 13 | 17 | 27.8 | 233.524 | 0.2344 | 17933.2728 | 0.3872 | 0 | 17933.2728 | 3.04 | 4.4155 | 0 | 0 | 0 | 0 | 37277.2822 | -19344.0094 | -27634.2991 | 0 | 2515389.2519 | 2515.3893 | 76416.8887 | 2492.2343
6 | 13 | 18 | 26.1 | 54.2604 | 0.2378 | 4227.3197 | 0.42654 | 0 | 4227.3197 | 1.68 | 4.2131 | 0 | 0 | 0 | 0 | 29465.6827 | -25238.363 | -36054.8043 | 0 | 2479334.4476 | 2479.3344 | 75321.5528 | 2456.5114
6 | 13 | 19 | 23.3 | 1.6444 | 0.24 | 129.3007 | 0.42737 | 0 | 129.3007 | 0 | 4.4467 | 0 | 0 | 0 | 0 | 22233.4822 | -22104.1815 | -31577.4021 | 0 | 2447757.0456 | 2447.757 | 74362.2394 | 2425.2247
6 | 13 | 20 | 22.2 | 0 | 0.24 | 0 | 0.44522 | 0 | 0 | 0 | 3.7814 | 0 | 0 | 0 | 0 | 18907.1862 | -18907.1862 | -27010.266 | 0 | 2420746.7795 | 2420.7468 | 73541.6743 | 2398.4631
6 | 13 | 21 | 21.1 | 0 | 0.24 | 0 | 0.51167 | 0 | 0 | 0 | 3.6065 | 0 | 0 | 0 | 0 | 18032.2655 | -18032.2655 | -25760.3792 | 0 | 2394986.4003 | 2394.9864 | 72759.0805 | 2372.9398
6 | 13 | 22 | 19.4 | 0 | 0.24 | 0 | 0.53799 | 0 | 0 | 0 | 2.9462 | 0 | 0 | 0 | 0 | 14731.065 | -14731.065 | -21044.3786 | 0 | 2373942.0217 | 2373.942 | 72119.7576 | 2352.0892
6 | 13 | 23 | 19.4 | 0 | 0.24 | 0 | 0.54969 | 0 | 0 | 0 | 2.2216 | 0 | 0 | 0 | 0 | 11108.1858 | -11108.1858 | -15868.8368 | 0 | 2358073.1849 | 2358.0732 | 71637.6664 | 2336.3664
6 | 14 | 0 | 18.3 | 0 | 0.24 | 0 | 0.5757 | 0 | 0 | 0 | 1.941 | 0 | 0 | 0 | 0 | 9705.1186 | -9705.1186 | -13864.4551 | 0 | 2344208.7297 | 2344.2087 | 71216.4677 | 2322.6296
6 | 14 | 1 | 18.3 | 0 | 0.24 | 0 | 0.58421 | 0 | 0 | 0 | 2.5447 | 0 | 0 | 0 | 0 | 12723.4241 | -12723.4241 | -18176.3202 | 0 | 2326032.4095 | 2326.0324 | 70664.2757 | 2304.6206
6 | 14 | 2 | 17.8 | 0 | 0.24 | 0 | 0.5848 | 0 | 0 | 0 | 2.7993 | 0 | 0 | 0 | 0 | 13996.451 | -13996.451 | -19994.93 | 0 | 2306037.4796 | 2306.0375 | 70056.8348 | 2284.8097
6 | 14 | 3 | 17.2 | 0 | 0.24 | 0 | 0.57796 | 0 | 0 | 0 | 2.547 | 0 | 0 | 0 | 0 | 12734.8312 | -12734.8312 | -18192.616 | 0 | 2287844.8636 | 2287.8449 | 69504.1478 | 2266.7845
6 | 14 | 4 | 17.2 | 0 | 0.24 | 0 | 0.53967 | 0 | 0 | 0 | 2.2346 | 0 | 0 | 0 | 0 | 11173.206 | -11173.206 | -15961.7228 | 0 | 2271883.1408 | 2271.8831 | 69019.2347 | 2250.9698
6 | 14 | 5 | 16.7 | -8.7059 | 0.24 | -684.5307 | 0.49783 | 0 | -684.5307 | 0 | 2.0099 | 0 | 0 | 0 | 0 | 10049.6115 | -10734.1422 | -15334.4889 | 0 | 2256548.6519 | 2256.5487 | 68553.3768 | 2235.7764
6 | 14 | 6 | 18.9 | 67.5421 | 0.24 | 5310.7511 | 0.49045 | 0 | 5310.7511 | 0 | 1.7284 | 0 | 0 | 0 | 0 | 8641.9815 | -3331.2304 | -4758.9006 | 0 | 2251789.7513 | 2251.7898 | 68408.8026 | 2231.0613
6 | 14 | 7 | 22.2 | 227.6075 | 0.24 | 17896.5053 | 0.43446 | 0 | 17896.5053 | 0 | 1.6358 | 0 | 0 | 0 | 0 | 8178.8552 | 9717.6501 | 0 | 6802.3551 | 2258592.1064 | 2258.5921 | 68615.4564 | 2237.8011
6 | 14 | 8 | 24.4 | 429.1706 | 0.24 | 33745.1704 | 0.46995 | 0 | 33745.1704 | 0.32 | 1.2065 | 0 | 0 | 0 | 0 | 7632.5367 | 26112.6338 | 0 | 18278.8436 | 2276870.95 | 2276.871 | 69170.763 | 2255.9117
6 | 14 | 9 | 27.2 | 626.5372 | 0.2356 | 48360.6977 | 0.53305 | 0 | 48360.6977 | 2.56 | 0 | 0 | 0 | 0 | 0 | 12800 | 35560.6977 | 0 | 24892.4884 | 2301763.4384 | 2301.7634 | 69926.9905 | 2280.575
6 | 14 | 10 | 28.9 | 780.8813 | 0.2322 | 59404.2688 | 0.52376 | 0 | 59404.2688 | 3.92 | 0 | 0 | 0 | 0 | 0 | 19600 | 39804.2688 | 0 | 27862.9882 | 2329626.4266 | 2329.6264 | 70773.4611 | 2308.1815
6 | 14 | 11 | 30 | 881.1243 | 0.23 | 66395.0081 | 0.51539 | 0 | 66395.0081 | 4.8 | 0 | 0 | 0 | 0 | 0 | 24000 | 42395.0081 | 0 | 29676.5057 | 2359302.9323 | 2359.3029 | 71675.0258 | 2337.5848
6 | 14 | 12 | 31.1 | 915.37 | 0.2278 | 68315.7421 | 0.52186 | 0 | 68315.7421 | 5.68 | 0.67977 | 0 | 0 | 0 | 0 | 31798.8439 | 36516.8982 | 0 | 25561.8288 | 2384864.761 | 2384.8648 | 72451.5877 | 2362.9113
6 | 14 | 13 | 31.7 | 867.6547 | 0.2266 | 64413.5484 | 0.53592 | 0 | 64413.5484 | 6.16 | 0.94844 | 0 | 0 | 0 | 0 | 35542.1863 | 28871.3621 | 0 | 20209.9535 | 2405074.7145 | 2405.0747 | 73065.5609 | 2382.9353
6 | 14 | 14 | 32.8 | 747.8705 | 0.2244 | 54981.8875 | 0.55133 | 0 | 54981.8875 | 7.04 | 0.73973 | 0 | 0 | 0 | 0 | 38898.6435 | 16083.244 | 0 | 11258.2708 | 2416332.9853 | 2416.333 | 73407.5844 | 2394.0899
6 | 14 | 15 | 31.7 | 565.26 | 0.2266 | 41964.1665 | 0.58073 | 0 | 41964.1665 | 6.16 | 1.5767 | 0 | 0 | 0 | 0 | 38683.688 | 3280.4785 | 0 | 2296.335 | 2418629.3203 | 2418.6293 | 73477.3464 | 2396.3651
6 | 14 | 16 | 32.2 | 417.5415 | 0.2256 | 30860.9373 | 0.59571 | 0 | 30860.9373 | 6.56 | 0.99213 | 0 | 0 | 0 | 0 | 37760.6714 | -6899.7341 | -9856.763 | 0 | 2408772.5573 | 2408.7726 | 73177.9005 | 2386.5991
6 | 14 | 17 | 31.1 | 215.2386 | 0.2278 | 16063.6501 | 0.63001 | 0 | 16063.6501 | 5.68 | 1.5145 | 0 | 0 | 0 | 0 | 35972.6837 | -19909.0336 | -28441.4766 | 0 | 2380331.0807 | 2380.3311 | 72313.8556 | 2358.4194
6 | 14 | 18 | 30.6 | 57.9223 | 0.2288 | 4341.8274 | 0.64724 | 0 | 4341.8274 | 5.28 | 2.3216 | 0 | 0 | 0 | 0 | 38007.8877 | -33666.0602 | -48094.3718 | 0 | 2332236.7089 | 2332.2367 | 70852.7608 | 2310.7678
6 | 14 | 19 | 28.3 | 1.6444 | 0.2334 | 125.7449 | 0.64037 | 0 | 125.7449 | 3.44 | 6.5521 | 0 | 0 | 0 | 0 | 49960.5955 | -49834.8505 | -71192.6436 | 0 | 2261044.0653 | 2261.0441 | 68689.9463 | 2240.2305
6 | 14 | 20 | 27.8 | 0 | 0.2344 | 0 | 0.63618 | 0 | 0 | 3.04 | 5.9004 | 0 | 0 | 0 | 0 | 44702.1314 | -44702.1314 | -63860.1877 | 0 | 2197183.8776 | 2197.1839 | 66749.89 | 2176.9581
6 | 14 | 21 | 27.2 | 0 | 0.2356 | 0 | 0.66832 | 0 | 0 | 2.56 | 2.9481 | 0 | 0 | 0 | 0 | 27540.6755 | -27540.6755 | -39343.8221 | 0 | 2157840.0555 | 2157.8401 | 65554.6346 | 2137.9765
6 | 14 | 22 | 26.1 | 0 | 0.2378 | 0 | 0.68374 | 0 | 0 | 1.68 | 2.3456 | 0 | 0 | 0 | 0 | 20127.8711 | -20127.8711 | -28754.1016 | 0 | 2129085.9539 | 2129.086 | 64681.0923 | 2109.4871
6 | 14 | 23 | 23.9 | 0 | 0.24 | 0 | 0.69319 | 0 | 0 | 0 | 3.0185 | 0 | 0 | 0 | 0 | 15092.6685 | -15092.6685 | -21560.955 | 0 | 2107524.9988 | 2107.525 | 64026.0759 | 2088.1246
6 | 15 | 0 | 23.3 | 0 | 0.24 | 0 | 0.69631 | 0 | 0 | 0 | 2.5873 | 0 | 0 | 0 | 0 | 12936.736 | -12936.736 | -18481.0514 | 0 | 2089043.9474 | 2089.0439 | 63464.6263 | 2069.8137
6 | 15 | 1 | 22.8 | 0 | 0.24 | 0 | 0.68989 | 0 | 0 | 0 | 3.1778 | 0 | 0 | 0 | 0 | 15888.8807 | -15888.8807 | -22698.4009 | 0 | 2066345.5465 | 2066.3455 | 62775.0546 | 2047.3242
6 | 15 | 2 | 21.7 | 0 | 0.24 | 0 | 0.67681 | 0 | 0 | 0 | 3.3904 | 0 | 0 | 0 | 0 | 16952.0178 | -16952.0178 | -24217.1682 | 0 | 2042128.3782 | 2042.1284 | 62039.3431 | 2023.33
6 | 15 | 3 | 22.2 | 0 | 0.24 | 0 | 0.66246 | 0 | 0 | 0 | 3.3005 | 0 | 0 | 0 | 0 | 16502.58 | -16502.58 | -23575.1143 | 0 | 2018553.264 | 2018.5533 | 61323.1371 | 1999.9719
6 | 15 | 4 | 21.1 | 0 | 0.24 | 0 | 0.63221 | 0 | 0 | 0 | 2.9225 | 0 | 0 | 0 | 0 | 14612.4317 | -14612.4317 | -20874.9024 | 0 | 1997678.3615 | 1997.6784 | 60688.9629 | 1979.2891
6 | 15 | 5 | 22.2 | 2.7542 | 0.24 | 216.5563 | 0.59666 | 0 | 216.5563 | 0 | 2.353 | 0 | 0 | 0 | 0 | 11765.2319 | -11548.6756 | -16498.108 | 0 | 1981180.2535 | 1981.1803 | 60187.7545 | 1962.9429
6 | 15 | 6 | 25.6 | 60.4973 | 0.2388 | 4733.0485 | 0.55531 | 0 | 4733.0485 | 1.28 | 0.72154 | 0 | 0 | 0 | 0 | 10007.7221 | -5274.6736 | -7535.2481 | 0 | 1973645.0055 | 1973.645 | 59958.8356 | 1955.477
6 | 15 | 7 | 26.7 | 218.8788 | 0.2366 | 16966.3658 | 0.52731 | 0 | 16966.3658 | 2.16 | 0 | 0 | 0 | 0 | 0 | 10800 | 6166.3658 | 0 | 4316.4561 | 1977961.4615 | 1977.9615 | 60089.9685 | 1959.7537
6 | 15 | 8 | 27.8 | 381.8478 | 0.2344 | 29323.6687 | 0.60932 | 0 | 29323.6687 | 3.04 | 0 | 0 | 0 | 0 | 0 | 15200 | 14123.6687 | 0 | 9886.5681 | 1987848.0296 | 1987.848 | 60390.3199 | 1969.5493
6 | 15 | 9 | 30 | 595.5754 | 0.23 | 44878.1583 | 0.59861 | 0 | 44878.1583 | 4.8 | 0 | 0 | 0 | 0 | 0 | 24000 | 20878.1583 | 0 | 14614.7108 | 2002462.7405 | 2002.4627 | 60834.3111 | 1984.0295
6 | 15 | 10 | 31.7 | 779.4683 | 0.2266 | 57866.7099 | 0.55925 | 0 | 57866.7099 | 6.16 | 0 | 0 | 0 | 0 | 0 | 30800 | 27066.7099 | 0 | 18946.6969 | 2021409.4374 | 2021.4094 | 61409.907 | 2002.8017
6 | 15 | 11 | 32.8 | 877.2884 | 0.2244 | 64496.4245 | 0.54505 | 0 | 64496.4245 | 7.04 | 0 | 0 | 0 | 0 | 0 | 35200 | 29296.4245 | 0 | 20507.4972 | 2041916.9346 | 2041.9169 | 62032.9195 | 2023.1205
6 | 15 | 12 | 32.8 | 888.6337 | 0.2244 | 65330.5088 | 0.52271 | 0 | 65330.5088 | 7.04 | 0.63843 | 0 | 0 | 0 | 0 | 38392.1704 | 26938.3383 | 0 | 18856.8368 | 2060773.7714 | 2060.7738 | 62605.7855 | 2041.8037
6 | 15 | 13 | 33.3 | 821.238 | 0.2234 | 60106.6596 | 0.53463 | 0 | 60106.6596 | 7.44 | 1.0303 | 0 | 0 | 0 | 0 | 42351.3714 | 17755.2882 | 0 | 12428.7017 | 2073202.4732 | 2073.2025 | 62983.3663 | 2054.118
6 | 15 | 14 | 33.9 | 749.1861 | 0.2222 | 54538.6257 | 0.55154 | 0 | 54538.6257 | 7.92 | 1.5344 | 0 | 0 | 0 | 0 | 47271.9214 | 7266.7042 | 0 | 5086.6929 | 2078289.1661 | 2078.2892 | 63137.8987 | 2059.1579
6 | 15 | 15 | 34.4 | 617.8224 | 0.2212 | 44773.3063 | 0.57663 | 0 | 44773.3063 | 8.32 | 2.1681 | 0 | 0 | 0 | 0 | 52440.2698 | -7666.9636 | -10952.8051 | 0 | 2067336.361 | 2067.3364 | 62805.1553 | 2048.3059
6 | 15 | 16 | 33.9 | 424.5321 | 0.2222 | 30904.735 | 0.6185 | 0 | 30904.735 | 7.92 | 3.1692 | 0 | 0 | 0 | 0 | 55446.2138 | -24541.4788 | -35059.2555 | 0 | 2032277.1055 | 2032.2771 | 61740.064 | 2013.5694
6 | 15 | 17 | 32.8 | 222.7801 | 0.2244 | 16378.3295 | 0.64765 | 0 | 16378.3295 | 7.04 | 4.3131 | 0 | 0 | 0 | 0 | 56765.5067 | -40387.1772 | -57695.9674 | 0 | 1974581.1381 | 1974.5811 | 59987.2751 | 1956.4045
6 | 15 | 18 | 32.2 | 54.4212 | 0.2256 | 4022.33 | 0.66278 | 0 | 4022.33 | 6.56 | 4.2281 | 0 | 0 | 0 | 0 | 53940.4318 | -49918.1019 | -71311.5741 | 0 | 1903269.564 | 1903.2696 | 57820.8475 | 1885.7494
6 | 15 | 19 | 30.6 | 2.2797 | 0.2288 | 170.8878 | 0.66289 | 0 | 170.8878 | 5.28 | 2.9474 | 0 | 0 | 0 | 0 | 41136.8416 | -40965.9538 | -58522.7911 | 0 | 1844746.7729 | 1844.7468 | 56042.9399 | 1827.7653
6 | 15 | 20 | 28.3 | 0 | 0.2334 | 0 | 0.65198 | 0 | 0 | 3.44 | 2.0249 | 0 | 0 | 0 | 0 | 27324.4444 | -27324.4444 | -39034.9206 | 0 | 1805711.8523 | 1805.7119 | 54857.0689 | 1789.0897
6 | 15 | 21 | 28.3 | 0 | 0.2334 | 0 | 0.63571 | 0 | 0 | 3.44 | 1.3765 | 0 | 0 | 0 | 0 | 24082.5607 | -24082.5607 | -34403.6581 | 0 | 1771308.1942 | 1771.3082 | 53811.8945 | 1755.0028
6 | 15 | 22 | 27.8 | 0 | 0.2344 | 0 | 0.6494 | 0 | 0 | 3.04 | 1.1323 | 0 | 0 | 0 | 0 | 20861.3958 | -20861.3958 | -29801.994 | 0 | 1741506.2001 | 1741.5062 | 52906.5175 | 1725.4751
6 | 15 | 23 | 26.7 | 0 | 0.2366 | 0 | 0.64168 | 0 | 0 | 2.16 | 1.0745 | 0 | 0 | 0 | 0 | 16172.5951 | -16172.5951 | -23103.7073 | 0 | 1718402.4928 | 1718.4025 | 52204.6327 | 1702.5841
6 | 16 | 0 | 26.7 | 0 | 0.2366 | 0 | 0.62547 | 0 | 0 | 2.16 | 0.73459 | 0 | 0 | 0 | 0 | 14472.9446 | -14472.9446 | -20675.6352 | 0 | 1697726.8576 | 1697.7269 | 51576.5121 | 1682.0988
6 | 16 | 1 | 25.6 | 0 | 0.2388 | 0 | 0.60325 | 0 | 0 | 1.28 | 2.0484 | 0 | 0 | 0 | 0 | 16642.0627 | -16642.0627 | -23774.3753 | 0 | 1673952.4823 | 1673.9525 | 50854.2526 | 1658.5432
6 | 16 | 2 | 25.6 | 0 | 0.2388 | 0 | 0.54859 | 0 | 0 | 1.28 | 2.1661 | 0 | 0 | 0 | 0 | 17230.6665 | -17230.6665 | -24615.2379 | 0 | 1649337.2445 | 1649.3372 | 50106.4479 | 1634.1546
6 | 16 | 3 | 23.9 | 0 | 0.24 | 0 | 0.51633 | 0 | 0 | 0 | 2.899 | 0 | 0 | 0 | 0 | 14494.9391 | -14494.9391 | -20707.0558 | 0 | 1628630.1886 | 1628.6302 | 49477.3728 | 1613.6381
6 | 16 | 4 | 23.3 | 0 | 0.24 | 0 | 0.45616 | 0 | 0 | 0 | 2.3305 | 0 | 0 | 0 | 0 | 11652.3021 | -11652.3021 | -16646.1459 | 0 | 1611984.0428 | 1611.984 | 48971.6671 | 1597.1452
6 | 16 | 5 | 23.3 | -9.6248 | 0.24 | -756.7837 | 0.43875 | 0 | -756.7837 | 0 | 1.9962 | 0 | 0 | 0 | 0 | 9981.1692 | -10737.9529 | -15339.9327 | 0 | 1596644.11 | 1596.6441 | 48505.6438 | 1581.9465
6 | 16 | 6 | 25.6 | 65.8532 | 0.2388 | 5152.067 | 0.41591 | 0 | 5152.067 | 1.28 | 0.63782 | 0 | 0 | 0 | 0 | 9589.0834 | -4437.0164 | -6338.5949 | 0 | 1590305.5152 | 1590.3055 | 48313.0789 | 1575.6663
6 | 16 | 7 | 28.3 | 231.4076 | 0.2334 | 17694.9282 | 0.41008 | 0 | 17694.9282 | 3.44 | 0 | 0 | 0 | 0 | 0 | 17200 | 494.9282 | 0 | 346.4497 | 1590651.9649 | 1590.652 | 48323.604 | 1576.0095
6 | 16 | 8 | 30 | 425.9542 | 0.23 | 32096.7565 | 0.48261 | 0 | 32096.7565 | 4.8 | 0 | 0 | 0 | 0 | 0 | 24000 | 8096.7565 | 0 | 5667.7296 | 1596319.6944 | 1596.3197 | 48495.7882 | 1581.6251
6 | 16 | 9 | 32.2 | 605.8698 | 0.2256 | 44780.4849 | 0.4833 | 0 | 44780.4849 | 6.56 | 0 | 0 | 0 | 0 | 0 | 32800 | 11980.4849 | 0 | 8386.3394 | 1604706.0339 | 1604.706 | 48750.5631 | 1589.9342
6 | 16 | 10 | 33.3 | 779.1201 | 0.2234 | 57024.0418 | 0.46516 | 0 | 57024.0418 | 7.44 | 0 | 0 | 0 | 0 | 0 | 37200 | 19824.0418 | 0 | 13876.8292 | 1618582.8631 | 1618.5829 | 49172.1376 | 1603.6833
6 | 16 | 11 | 35 | 870.5595 | 0.22 | 62746.7921 | 0.45504 | 0 | 62746.7921 | 8.8 | 0 | 0 | 0 | 0 | 0 | 44000 | 18746.7921 | 0 | 13122.7544 | 1631705.6175 | 1631.7056 | 49570.8036 | 1616.6853
6 | 16 | 12 | 35.6 | 914.0098 | 0.2188 | 65519.1966 | 0.45419 | 0 | 65519.1966 | 9.28 | 0 | 0 | 0 | 0 | 0 | 46400 | 19119.1966 | 0 | 13383.4376 | 1645089.0552 | 1645.0891 | 49977.389 | 1629.9455
6 | 16 | 13 | 36.1 | 866.7844 | 0.2178 | 61849.9557 | 0.46394 | 0 | 61849.9557 | 9.68 | 0 | 0 | 0 | 0 | 0 | 48400 | 13449.9557 | 0 | 9414.969 | 1654504.0241 | 1654.504 | 50263.4134 | 1639.2738
6 | 16 | 14 | 36.7 | 772.6123 | 0.2166 | 54826.4925 | 0.45906 | 0 | 54826.4925 | 10.16 | 0 | 0 | 0 | 0 | 0 | 50800 | 4026.4925 | 0 | 2818.5448 | 1657322.5689 | 1657.3226 | 50349.0401 | 1642.0664
6 | 16 | 15 | 36.1 | 617.7574 | 0.2178 | 44080.4727 | 0.47283 | 0 | 44080.4727 | 9.68 | 1.5269 | 0 | 0 | 0 | 0 | 56034.6828 | -11954.21 | -17077.4429 | 0 | 1640245.126 | 1640.2451 | 49830.2317 | 1625.1462
6 | 16 | 16 | 36.1 | 418.4122 | 0.2178 | 29856.0671 | 0.46897 | 0 | 29856.0671 | 9.68 | 2.6729 | 0 | 0 | 0 | 0 | 61764.4442 | -31908.3771 | -45583.3959 | 0 | 1594661.7301 | 1594.6617 | 48445.4196 | 1579.9824
6 | 16 | 17 | 35 | 218.9691 | 0.22 | 15782.5076 | 0.48292 | 0 | 15782.5076 | 8.8 | 3.0778 | 0 | 0 | 0 | 0 | 59388.9934 | -43606.4858 | -62294.9797 | 0 | 1532366.7504 | 1532.3668 | 46552.9139 | 1518.2608
6 | 16 | 18 | 33.3 | 58.3659 | 0.2234 | 4271.8174 | 0.49489 | 0 | 4271.8174 | 7.44 | 2.7986 | 0 | 0 | 0 | 0 | 51192.9763 | -46921.1589 | -67030.227 | 0 | 1465336.5233 | 1465.3365 | 44516.5526 | 1451.8476
6 | 16 | 19 | 31.7 | 2.0958 | 0.2266 | 155.59 | 0.48221 | 0 | 155.59 | 6.16 | 1.83 | 0 | 0 | 0 | 0 | 39949.8706 | -39794.2806 | -56848.9722 | 0 | 1408487.5511 | 1408.4876 | 42789.4952 | 1395.522
6 | 16 | 20 | 31.1 | 0 | 0.2278 | 0 | 0.44403 | 0 | 0 | 5.68 | 0 | 0 | 0 | 0 | 0 | 28400 | -28400 | -40571.4286 | 0 | 1367916.1225 | 1367.9161 | 41556.9455 | 1355.324
6 | 16 | 21 | 30 | 0 | 0.23 | 0 | 0.4464 | 0 | 0 | 4.8 | 0.39615 | 0 | 0 | 0 | 0 | 25980.7452 | -25980.7452 | -37115.3503 | 0 | 1330800.7722 | 1330.8008 | 40429.3905 | 1318.5503
6 | 16 | 22 | 28.9 | 0 | 0.2322 | 0 | 0.42998 | 0 | 0 | 3.92 | 0.55786 | 0 | 0 | 0 | 0 | 22389.3028 | -22389.3028 | -31984.7183 | 0 | 1298816.054 | 1298.8161 | 39457.7029 | 1286.8601
6 | 16 | 23 | 27.2 | 0 | 0.2356 | 0 | 0.40232 | 0 | 0 | 2.56 | 0.80293 | 0 | 0 | 0 | 0 | 16814.6259 | -16814.6259 | -24020.8941 | 0 | 1274795.1599 | 1274.7952 | 38727.9542 | 1263.0603
6 | 17 | 0 | 25.6 | 0 | 0.2388 | 0 | 0.36842 | 0 | 0 | 1.28 | 1.6879 | 0 | 0 | 0 | 0 | 14839.7487 | -14839.7487 | -21199.641 | 0 | 1253595.5188 | 1253.5955 | 38083.9145 | 1242.0558
6 | 17 | 1 | 26.1 | 0 | 0.2378 | 0 | 0.31849 | 0 | 0 | 1.68 | 1.7672 | 0 | 0 | 0 | 0 | 17236.1838 | -17236.1838 | -24623.1198 | 0 | 1228972.3991 | 1228.9724 | 37335.8704 | 1217.6593
6 | 17 | 2 | 26.1 | 0 | 0.2378 | 0 | 0.30477 | 0 | 0 | 1.68 | 1.8177 | 0 | 0 | 0 | 0 | 17488.2796 | -17488.2796 | -24983.2566 | 0 | 1203989.1424 | 1203.9891 | 36576.8853 | 1192.9061
6 | 17 | 3 | 25.6 | 0 | 0.2388 | 0 | 0.25577 | 0 | 0 | 1.28 | 1.81 | 0 | 0 | 0 | 0 | 15450.0259 | -15450.0259 | -22071.4656 | 0 | 1181917.6768 | 1181.9177 | 35906.3598 | 1171.0378
6 | 17 | 4 | 24.4 | 0 | 0.24 | 0 | 0.2298 | 0 | 0 | 0.32 | 2.3246 | 0 | 0 | 0 | 0 | 13223.1321 | -13223.1321 | -18890.1888 | 0 | 1163027.4881 | 1163.0275 | 35332.4807 | 1152.3215
6 | 17 | 5 | 23.9 | -3.8087 | 0.24 | -299.476 | 0.21525 | 0 | -299.476 | 0 | 2.3676 | 0 | 0 | 0 | 0 | 11838.237 | -12137.713 | -17339.59 | 0 | 1145687.898 | 1145.6879 | 34805.7083 | 1135.1415
6 | 17 | 6 | 25.6 | 71.597 | 0.2388 | 5601.4407 | 0.21547 | 0 | 5601.4407 | 1.28 | 0.80185 | 0 | 0 | 0 | 0 | 10409.2503 | -4807.8096 | -6868.2995 | 0 | 1138819.5986 | 1138.8196 | 34597.0511 | 1128.3364
6 | 17 | 7 | 27.2 | 235.2048 | 0.2356 | 18154.8198 | 0.20591 | 0 | 18154.8198 | 2.56 | 0 | 0 | 0 | 0 | 0 | 12800 | 5354.8198 | 0 | 3748.3738 | 1142567.9724 | 1142.568 | 34710.9257 | 1132.0503
6 | 17 | 8 | 28.9 | 393.4792 | 0.2322 | 29933.2886 | 0.21762 | 0 | 29933.2886 | 3.92 | 0 | 0 | 0 | 0 | 0 | 19600 | 10333.2886 | 0 | 7233.302 | 1149801.2744 | 1149.8013 | 34930.6716 | 1139.217
6 | 17 | 9 | 31.1 | 603.6047 | 0.2278 | 45048.1258 | 0.21512 | 0 | 45048.1258 | 5.68 | 0 | 0 | 0 | 0 | 0 | 28400 | 16648.1258 | 0 | 11653.6881 | 1161454.9625 | 1161.455 | 35284.7077 | 1150.7634
6 | 17 | 10 | 32.2 | 741.2012 | 0.2256 | 54782.9759 | 0.20392 | 0 | 54782.9759 | 6.56 | 0 | 0 | 0 | 0 | 0 | 32800 | 21982.9759 | 0 | 15388.0832 | 1176843.0456 | 1176.843 | 35752.1938 | 1166.0098
6 | 17 | 11 | 33.9 | 861.602 | 0.2222 | 62722.182 | 0.21049 | 0 | 62722.182 | 7.92 | 0 | 0 | 0 | 0 | 0 | 39600 | 23122.182 | 0 | 16185.5274 | 1193028.573 | 1193.0286 | 36243.906 | 1182.0464
6 | 17 | 12 | 35 | 873.9237 | 0.22 | 62989.2707 | 0.20872 | 0 | 62989.2707 | 8.8 | 0 | 0 | 0 | 0 | 0 | 44000 | 18989.2707 | 0 | 13292.4895 | 1206321.0625 | 1206.3211 | 36647.7285 | 1195.2165
6 | 17 | 13 | 35.6 | 873.2764 | 0.2188 | 62599.2992 | 0.21269 | 0 | 62599.2992 | 9.28 | 0 | 0 | 0 | 0 | 0 | 46400 | 16199.2992 | 0 | 11339.5094 | 1217660.5719 | 1217.6606 | 36992.2199 | 1206.4516
6 | 17 | 14 | 36.1 | 669.0969 | 0.2178 | 47743.8366 | 0.20933 | 0 | 47743.8366 | 9.68 | 1.0136 | 0 | 0 | 0 | 0 | 53468.0964 | -5724.2598 | -8177.514 | 0 | 1209483.0579 | 1209.4831 | 36743.7891 | 1198.3494
6 | 17 | 15 | 36.1 | 617.1648 | 0.2178 | 44038.1856 | 0.21974 | 0 | 44038.1856 | 9.68 | 2.1137 | 0 | 0 | 0 | 0 | 58968.5762 | -14930.3906 | -21329.1294 | 0 | 1188153.9285 | 1188.1539 | 36095.8155 | 1177.2166
6 | 17 | 16 | 36.1 | 421.1566 | 0.2178 | 30051.899 | 0.22931 | 0 | 30051.899 | 9.68 | 1.9704 | 0 | 0 | 0 | 0 | 58252.2134 | -28200.3144 | -40286.1635 | 0 | 1147867.7651 | 1147.8678 | 34871.9321 | 1137.3013
6 | 17 | 17 | 35.6 | 225.3508 | 0.2188 | 16153.8812 | 0.23936 | 0 | 16153.8812 | 9.28 | 2.0903 | 0 | 0 | 0 | 0 | 56851.6138 | -40697.7326 | -58139.618 | 0 | 1089728.147 | 1089.7281 | 33105.6652 | 1079.6969
6 | 17 | 18 | 34.4 | 65.944 | 0.2212 | 4778.9316 | 0.28869 | 0 | 4778.9316 | 8.32 | 2.6104 | 0 | 0 | 0 | 0 | 54652.0969 | -49873.1654 | -71247.3791 | 0 | 1018480.7679 | 1018.4808 | 30941.1879 | 1009.1053
6 | 17 | 19 | 31.1 | 2.4667 | 0.2278 | 184.0919 | 0.27667 | 0 | 184.0919 | 5.68 | 3.1186 | 0 | 0 | 0 | 0 | 43992.9809 | -43808.889 | -62584.1272 | 0 | 955896.6408 | 955.8966 | 29039.8979 | 947.0973
6 | 17 | 20 | 30 | 0 | 0.23 | 0 | 0.2887 | 0 | 0 | 4.8 | 1.736 | 0 | 0 | 0 | 0 | 32680.106 | -32680.106 | -46685.8657 | 0 | 909210.7751 | 909.2108 | 27621.5932 | 900.8412
6 | 17 | 21 | 28.9 | 0 | 0.2322 | 0 | 0.29186 | 0 | 0 | 3.92 | 1.6554 | 0 | 0 | 0 | 0 | 27877.2348 | -27877.2348 | -39824.6211 | 0 | 869386.154 | 869.3862 | 26411.7313 | 861.3832
6 | 17 | 22 | 29.4 | 0 | 0.2312 | 0 | 0.29011 | 0 | 0 | 4.32 | 0.34695 | 0 | 0 | 0 | 0 | 23334.7611 | -23334.7611 | -33335.373 | 0 | 836050.781 | 836.0508 | 25399.0111 | 828.3547
6 | 17 | 23 | 27.8 | 0 | 0.2344 | 0 | 0.30367 | 0 | 0 | 3.04 | 0.65045 | 0 | 0 | 0 | 0 | 18452.2267 | -18452.2267 | -26360.3239 | 0 | 809690.4571 | 809.6905 | 24598.1911 | 802.237
6 | 18 | 0 | 27.8 | 0 | 0.2344 | 0 | 0.29742 | 0 | 0 | 3.04 | 0 | 0 | 0 | 0 | 0 | 15200 | -15200 | -21714.2857 | 0 | 787976.1714 | 787.9762 | 23938.5166 | 780.7226
6 | 18 | 1 | 27.8 | 0 | 0.2344 | 0 | 0.30875 | 0 | 0 | 3.04 | 0.4604 | 0 | 0 | 0 | 0 | 17502.0194 | -17502.0194 | -25002.8849 | 0 | 762973.2865 | 762.9733 | 23178.9353 | 755.9499
6 | 18 | 2 | 26.7 | 0 | 0.2366 | 0 | 0.28386 | 0 | 0 | 2.16 | 1.4001 | 0 | 0 | 0 | 0 | 17800.3812 | -17800.3812 | -25429.1161 | 0 | 737544.1704 | 737.5442 | 22406.4052 | 730.7548
6 | 18 | 3 | 26.7 | 0 | 0.2366 | 0 | 0.29805 | 0 | 0 | 2.16 | 1.3093 | 0 | 0 | 0 | 0 | 17346.3806 | -17346.3806 | -24780.5438 | 0 | 712763.6266 | 712.7636 | 21653.5785 | 706.2024
6 | 18 | 4 | 25.6 | 0 | 0.2388 | 0 | 0.29166 | 0 | 0 | 1.28 | 1.7954 | 0 | 0 | 0 | 0 | 15377.0208 | -15377.0208 | -21967.1726 | 0 | 690796.454 | 690.7965 | 20986.2214 | 684.4375
6 | 18 | 5 | 25 | -7.3195 | 0.24 | -575.5222 | 0.28014 | 0 | -575.5222 | 0.8 | 1.874 | 0 | 0 | 0 | 0 | 13369.8315 | -13945.3537 | -19921.9339 | 0 | 670874.5202 | 670.8745 | 20380.9981 | 664.6989
6 | 18 | 6 | 21.1 | 66.5017 | 0.24 | 5228.9471 | 0.27146 | 0 | 5228.9471 | 0 | 2.5812 | 0 | 0 | 0 | 0 | 12905.937 | -7676.9899 | -10967.1284 | 0 | 659907.3918 | 659.9074 | 20047.8195 | 653.8327
6 | 18 | 7 | 19.4 | 228.7033 | 0.24 | 17982.6627 | 0.20484 | 0 | 17982.6627 | 0 | 2.8032 | 0 | 0 | 0 | 0 | 14015.843 | 3966.8197 | 0 | 2776.7738 | 662684.1656 | 662.6842 | 20132.1772 | 656.584
6 | 18 | 8 | 19.4 | 429.1919 | 0.24 | 33746.8479 | 0.19085 | 0 | 33746.8479 | 0 | 2.413 | 0 | 0 | 0 | 0 | 12065.2373 | 21681.6106 | 0 | 15177.1274 | 677861.293 | 677.8613 | 20593.2545 | 671.6214
6 | 18 | 9 | 20.6 | 426.9796 | 0.24 | 33572.8969 | 0.17403 | 0 | 33572.8969 | 0 | 1.8959 | 0 | 0 | 0 | 0 | 9479.259 | 24093.6379 | 0 | 16865.5465 | 694726.8395 | 694.7268 | 21105.6255 | 688.3317
6 | 18 | 10 | 21.7 | 714.1278 | 0.24 | 56151.0141 | 0.16737 | 0 | 56151.0141 | 0 | 1.9303 | 0 | 0 | 0 | 0 | 9651.5054 | 46499.5087 | 0 | 32549.6561 | 727276.4956 | 727.2765 | 22094.4758 | 720.5817
6 | 18 | 11 | 23.3 | 365.6446 | 0.24 | 28750.199 | 0.172 | 0 | 28750.199 | 0 | 2.283 | 0 | 0 | 0 | 0 | 11415.0354 | 17335.1635 | 0 | 12134.6145 | 739411.1101 | 739.4111 | 22463.1223 | 732.6046
6 | 18 | 12 | 25 | 622.0465 | 0.24 | 48910.7662 | 0.17801 | 0 | 48910.7662 | 0.8 | 2.1642 | 0 | 0 | 0 | 0 | 14820.8083 | 34089.9579 | 0 | 23862.9705 | 763274.0806 | 763.2741 | 23188.0733 | 756.2479
6 | 18 | 13 | 26.7 | 514.4859 | 0.2366 | 39880.3204 | 0.20214 | 0 | 39880.3204 | 2.16 | 2.4637 | 0 | 0 | 0 | 0 | 23118.3482 | 16761.9722 | 0 | 11733.3805 | 775007.4611 | 775.0075 | 23544.5305 | 767.8733
6 | 18 | 14 | 27.2 | 734.0193 | 0.2356 | 56656.9491 | 0.22474 | 0 | 56656.9491 | 2.56 | 4.0462 | 0 | 0 | 0 | 0 | 33030.8889 | 23626.0602 | 0 | 16538.2421 | 791545.7033 | 791.5457 | 24046.9581 | 784.2593
6 | 18 | 15 | 27.2 | 605.7732 | 0.2356 | 46757.9794 | 0.22693 | 0 | 46757.9794 | 2.56 | 4.833 | 0 | 0 | 0 | 0 | 36965.1806 | 9792.7988 | 0 | 6854.9592 | 798400.6624 | 798.4007 | 24255.21 | 791.0511
6 | 18 | 16 | 27.2 | 236.6034 | 0.2356 | 18262.7713 | 0.25542 | 0 | 18262.7713 | 2.56 | 5.4025 | 0 | 0 | 0 | 0 | 39812.3804 | -21549.6091 | -30785.1559 | 0 | 767615.5066 | 767.6155 | 23319.9648 | 760.5494
6 | 18 | 17 | 26.7 | 232.3458 | 0.2366 | 18010.2622 | 0.31923 | 0 | 18010.2622 | 2.16 | 6.4573 | 0 | 0 | 0 | 0 | 43086.3901 | -25076.128 | -35823.0399 | 0 | 731792.4667 | 731.7925 | 22231.6699 | 725.0561
6 | 18 | 18 | 25.6 | 57.3026 | 0.2388 | 4483.104 | 0.33437 | 0 | 4483.104 | 1.28 | 6.7518 | 0 | 0 | 0 | 0 | 40158.838 | -35675.734 | -50965.3343 | 0 | 680827.1324 | 680.8271 | 20683.3559 | 674.5599
6 | 18 | 19 | 22.2 | 2.4667 | 0.24 | 193.951 | 0.33768 | 0 | 193.951 | 0 | 5.7291 | 0 | 0 | 0 | 0 | 28645.3852 | -28451.4342 | -40644.906 | 0 | 640182.2264 | 640.1822 | 19448.574 | 634.2892
6 | 18 | 20 | 22.2 | 0 | 0.24 | 0 | 0.35978 | 0 | 0 | 0 | 3.7778 | 0 | 0 | 0 | 0 | 18888.9349 | -18888.9349 | -26984.1928 | 0 | 613198.0336 | 613.198 | 18628.801 | 607.5534
6 | 18 | 21 | 22.2 | 0 | 0.24 | 0 | 0.38995 | 0 | 0 | 0 | 3.189 | 0 | 0 | 0 | 0 | 15944.7752 | -15944.7752 | -22778.2503 | 0 | 590419.7833 | 590.4198 | 17936.8035 | 584.9848
6 | 18 | 22 | 21.7 | 0 | 0.24 | 0 | 0.40564 | 0 | 0 | 0 | 2.5038 | 0 | 0 | 0 | 0 | 12519.2379 | -12519.2379 | -17884.6256 | 0 | 572535.1577 | 572.5352 | 17393.4731 | 567.2648
6 | 18 | 23 | 21.7 | 0 | 0.24 | 0 | 0.41502 | 0 | 0 | 0 | 1.9563 | 0 | 0 | 0 | 0 | 9781.5458 | -9781.5458 | -13973.6369 | 0 | 558561.5208 | 558.5615 | 16968.9576 | 553.4198
6 | 19 | 0 | 20.6 | 0 | 0.24 | 0 | 0.4412 | 0 | 0 | 0 | 1.709 | 0 | 0 | 0 | 0 | 8545.0215 | -8545.0215 | -12207.1736 | 0 | 546354.3472 | 546.3543 | 16598.1067 | 541.325
6 | 19 | 1 | 19.4 | 0 | 0.24 | 0 | 0.3801 | 0 | 0 | 0 | 2.4087 | 0 | 0 | 0 | 0 | 12043.5639 | -12043.5639 | -17205.0913 | 0 | 529149.2558 | 529.1493 | 16075.4204 | 524.2783
6 | 19 | 2 | 18.3 | 0 | 0.24 | 0 | 0.30296 | 0 | 0 | 0 | 2.7318 | 0 | 0 | 0 | 0 | 13658.8023 | -13658.8023 | -19512.5747 | 0 | 509636.6811 | 509.6367 | 15482.6334 | 504.9453
6 | 19 | 3 | 18.3 | 0 | 0.24 | 0 | 0.28715 | 0 | 0 | 0 | 2.5248 | 0 | 0 | 0 | 0 | 12624.1828 | -12624.1828 | -18034.5469 | 0 | 491602.1343 | 491.6021 | 14934.7484 | 487.0768
6 | 19 | 4 | 18.3 | 0 | 0.24 | 0 | 0.29147 | 0 | 0 | 0 | 2.1751 | 0 | 0 | 0 | 0 | 10875.482 | -10875.482 | -15536.4028 | 0 | 476065.7315 | 476.0657 | 14462.7564 | 471.6834
6 | 19 | 5 | 18.3 | -9.9649 | 0.24 | -783.5268 | 0.28724 | 0 | -783.5268 | 0 | 1.9677 | 0 | 0 | 0 | 0 | 9838.5811 | -10622.1079 | -15174.4398 | 0 | 460891.2916 | 460.8913 | 14001.7608 | 456.6486
6 | 19 | 6 | 19.4 | 64.9545 | 0.24 | 5107.2943 | 0.25756 | 0 | 5107.2943 | 0 | 1.7056 | 0 | 0 | 0 | 0 | 8527.911 | -3420.6167 | -4886.5953 | 0 | 456004.6963 | 456.0047 | 13853.3072 | 451.807
6 | 19 | 7 | 22.2 | 224.8056 | 0.24 | 17676.1961 | 0.22317 | 0 | 17676.1961 | 0 | 1.5511 | 0 | 0 | 0 | 0 | 7755.6536 | 9920.5424 | 0 | 6944.3797 | 462949.076 | 462.9491 | 14064.2757 | 458.6875
6 | 19 | 8 | 25 | 424.9167 | 0.24 | 33410.693 | 0.21244 | 0 | 33410.693 | 0.8 | 0.70611 | 0 | 0 | 0 | 0 | 7530.5623 | 25880.1306 | 0 | 18116.0915 | 481065.1675 | 481.0652 | 14614.638 | 476.6368
6 | 19 | 9 | 26.7 | 550.2578 | 0.2366 | 42653.1773 | 0.19412 | 0 | 42653.1773 | 2.16 | 0 | 0 | 0 | 0 | 0 | 10800 | 31853.1773 | 0 | 22297.2241 | 503362.3916 | 503.3624 | 15292.022 | 498.7288
6 | 19 | 10 | 27.8 | 652.2932 | 0.2344 | 50092.2839 | 0.17198 | 0 | 50092.2839 | 3.04 | 0 | 0 | 0 | 0 | 0 | 15200 | 34892.2839 | 0 | 24424.5988 | 527786.9904 | 527.787 | 16034.0352 | 522.9285
6 | 19 | 11 | 28.3 | 554.1397 | 0.2334 | 42373.129 | 0.14745 | 0 | 42373.129 | 3.44 | 0 | 0 | 0 | 0 | 0 | 17200 | 25173.129 | 0 | 17621.1903 | 545408.1807 | 545.4082 | 16569.3625 | 540.3875
6 | 19 | 12 | 30 | 481.4177 | 0.23 | 36276.074 | 0.12673 | 0 | 36276.074 | 4.8 | 0 | 0 | 0 | 0 | 0 | 24000 | 12276.074 | 0 | 8593.2518 | 554001.4325 | 554.0014 | 16830.4233 | 548.9017
6 | 19 | 13 | 30.6 | 544.1849 | 0.2288 | 40791.8012 | 0.14546 | 0 | 40791.8012 | 5.28 | 0 | 0 | 0 | 0 | 0 | 26400 | 14391.8012 | 0 | 10074.2609 | 564075.6933 | 564.0757 | 17136.4768 | 558.8832
6 | 19 | 14 | 30.6 | 480.1589 | 0.2288 | 35992.4531 | 0.16097 | 0 | 35992.4531 | 5.28 | 1.3107 | 0 | 0 | 0 | 0 | 32953.4236 | 3039.0295 | 0 | 2127.3206 | 566203.014 | 566.203 | 17201.1042 | 560.9909
6 | 19 | 15 | 30.6 | 291.425 | 0.2288 | 21845.0597 | 0.17036 | 0 | 21845.0597 | 5.28 | 2.26 | 0 | 0 | 0 | 0 | 37699.8973 | -15854.8376 | -22649.768 | 0 | 543553.246 | 543.5532 | 16513.01 | 538.5497
6 | 19 | 16 | 30.6 | 162.7204 | 0.2288 | 12197.4309 | 0.20011 | 0 | 12197.4309 | 5.28 | 2.8719 | 0 | 0 | 0 | 0 | 40759.2683 | -28561.8374 | -40802.6248 | 0 | 502750.6212 | 502.7506 | 15273.4366 | 498.1226
6 | 19 | 17 | 30.6 | 208.996 | 0.2288 | 15666.2252 | 0.23684 | 0 | 15666.2252 | 5.28 | 3.536 | 0 | 0 | 0 | 0 | 44079.8607 | -28413.6355 | -40590.9078 | 0 | 462159.7134 | 462.1597 | 14040.2951 | 457.9054
6 | 19 | 18 | 28.3 | 69.2584 | 0.2334 | 5295.9491 | 0.2729 | 0 | 5295.9491 | 3.44 | 4.7683 | 0 | 0 | 0 | 0 | 41041.4227 | -35745.4736 | -51064.9622 | 0 | 411094.7512 | 411.0948 | 12488.9545 | 407.3105
6 | 19 | 19 | 25.6 | 2.4667 | 0.2388 | 192.9813 | 0.31324 | 0 | 192.9813 | 1.28 | 4.8753 | 0 | 0 | 0 | 0 | 30776.539 | -30583.5577 | -43690.7967 | 0 | 367403.9544 | 367.404 | 11161.6391 | 364.0219
6 | 19 | 20 | 23.9 | 0 | 0.24 | 0 | 0.34929 | 0 | 0 | 0 | 3.989 | 0 | 0 | 0 | 0 | 19945.2278 | -19945.2278 | -28493.1826 | 0 | 338910.7718 | 338.9108 | 10296.0234 | 335.791
6 | 19 | 21 | 23.3 | 0 | 0.24 | 0 | 0.37771 | 0 | 0 | 0 | 3.2483 | 0 | 0 | 0 | 0 | 16241.3585 | -16241.3585 | -23201.9407 | 0 | 315708.8311 | 315.7088 | 9591.1544 | 312.8026
6 | 19 | 22 | 22.8 | 0 | 0.24 | 0 | 0.41772 | 0 | 0 | 0 | 2.617 | 0 | 0 | 0 | 0 | 13085.0276 | -13085.0276 | -18692.8966 | 0 | 297015.9345 | 297.0159 | 9023.2689 | 294.2818
6 | 19 | 23 | 21.7 | 0 | 0.24 | 0 | 0.43351 | 0 | 0 | 0 | 2.0234 | 0 | 0 | 0 | 0 | 10116.9131 | -10116.9131 | -14452.733 | 0 | 282563.2015 | 282.5632 | 8584.1985 | 279.9621
6 | 20 | 0 | 20.6 | 0 | 0.24 | 0 | 0.41886 | 0 | 0 | 0 | 1.6937 | 0 | 0 | 0 | 0 | 8468.5943 | -8468.5943 | -12097.9919 | 0 | 270465.2096 | 270.4652 | 8216.6646 | 267.9755
6 | 20 | 1 | 20.6 | 0 | 0.24 | 0 | 0.43724 | 0 | 0 | 0 | 2.356 | 0 | 0 | 0 | 0 | 11780.0611 | -11780.0611 | -16828.6587 | 0 | 253636.5509 | 253.6366 | 7705.4142 | 251.3017
6 | 20 | 2 | 19.4 | 0 | 0.24 | 0 | 0.41346 | 0 | 0 | 0 | 2.5924 | 0 | 0 | 0 | 0 | 12961.8315 | -12961.8315 | -18516.9021 | 0 | 235119.6488 | 235.1196 | 7142.8754 | 232.9553
6 | 20 | 3 | 18.9 | 0 | 0.24 | 0 | 0.37591 | 0 | 0 | 0 | 2.4391 | 0 | 0 | 0 | 0 | 12195.2777 | -12195.2777 | -17421.8253 | 0 | 217697.8235 | 217.6978 | 6613.6048 | 215.6938
6 | 20 | 4 | 18.3 | 0 | 0.24 | 0 | 0.35651 | 0 | 0 | 0 | 2.1845 | 0 | 0 | 0 | 0 | 10922.2509 | -10922.2509 | -15603.2155 | 0 | 202094.608 | 202.0946 | 6139.583 | 200.2343
6 | 20 | 5 | 18.3 | -3.6248 | 0.24 | -285.0139 | 0.34928 | 0 | -285.0139 | 0 | 1.9721 | 0 | 0 | 0 | 0 | 9860.2545 | -10145.2684 | -14493.2405 | 0 | 187601.3674 | 187.6014 | 5699.282 | 185.8744
6 | 20 | 6 | 19.4 | 69.5514 | 0.24 | 5468.7441 | 0.35739 | 0 | 5468.7441 | 0 | 1.6951 | 0 | 0 | 0 | 0 | 8475.4385 | -3006.6944 | -4295.2777 | 0 | 183306.0897 | 183.3061 | 5568.7926 | 181.6187
6 | 20 | 7 | 23.3 | 214.026 | 0.24 | 16828.611 | 0.31414 | 0 | 16828.611 | 0 | 1.5557 | 0 | 0 | 0 | 0 | 7778.4677 | 9050.1433 | 0 | 6335.1003 | 189641.19 | 189.6412 | 5761.2513 | 187.8955
6 | 20 | 8 | 25.6 | 405.1574 | 0.2388 | 31697.7536 | 0.27249 | 0 | 31697.7536 | 1.28 | 0.31135 | 0 | 0 | 0 | 0 | 7956.7344 | 23741.0191 | 0 | 16618.7134 | 206259.9034 | 206.2599 | 6266.1236 | 204.3612
6 | 20 | 9 | 26.7 | 571.885 | 0.2366 | 44329.6075 | 0.2425 | 0 | 44329.6075 | 2.16 | 0 | 0 | 0 | 0 | 0 | 10800 | 33529.6075 | 0 | 23470.7253 | 229730.6287 | 229.7306 | 6979.1583 | 227.6159
6 | 20 | 10 | 28.9 | 724.5466 | 0.2322 | 55118.6966 | 0.23482 | 0 | 55118.6966 | 3.92 | 0 | 0 | 0 | 0 | 0 | 19600 | 35518.6966 | 0 | 24863.0876 | 254593.7163 | 254.5937 | 7734.4926 | 252.2501
6 | 20 | 11 | 30 | 833.7814 | 0.23 | 62827.5935 | 0.21926 | 0 | 62827.5935 | 4.8 | 0 | 0 | 0 | 0 | 0 | 24000 | 38827.5935 | 0 | 27179.3154 | 281773.0318 | 281.773 | 8560.1934 | 279.1792
6 | 20 | 12 | 30.6 | 757.0875 | 0.2288 | 56750.8686 | 0.20285 | 0 | 56750.8686 | 5.28 | 0 | 0 | 0 | 0 | 0 | 26400 | 30350.8686 | 0 | 21245.6081 | 303018.6398 | 303.0186 | 9205.6296 | 300.2293
6 | 20 | 13 | 31.1 | 632.3799 | 0.2278 | 47195.6733 | 0.20355 | 0 | 47195.6733 | 5.68 | 0 | 0 | 0 | 0 | 0 | 28400 | 18795.6733 | 0 | 13156.9713 | 316175.6111 | 316.1756 | 9605.335 | 313.2651
6 | 20 | 14 | 31.7 | 771.0241 | 0.2266 | 57239.8181 | 0.19657 | 0 | 57239.8181 | 6.16 | 1.0116 | 0 | 0 | 0 | 0 | 35858.1616 | 21381.6565 | 0 | 14967.1596 | 331142.7707 | 331.1428 | 10060.0335 | 328.0945
6 | 20 | 15 | 31.1 | 619.4749 | 0.2278 | 46232.5477 | 0.21121 | 0 | 46232.5477 | 5.68 | 3.981 | 0 | 0 | 0 | 0 | 48304.846 | -2072.2983 | -2960.4262 | 0 | 328182.3445 | 328.1823 | 9970.0965 | 325.1613
6 | 20 | 16 | 31.1 | 405.2604 | 0.2278 | 30245.3314 | 0.23559 | 0 | 30245.3314 | 5.68 | 6.8665 | 0 | 0 | 0 | 0 | 62732.4835 | -32487.1521 | -46410.2172 | 0 | 281772.1273 | 281.7721 | 8560.1659 | 279.1783
6 | 20 | 17 | 30.6 | 228.2154 | 0.2288 | 17106.9045 | 0.2476 | 0 | 17106.9045 | 5.28 | 7.8008 | 0 | 0 | 0 | 0 | 65404.2009 | -48297.2964 | -68996.1377 | 0 | 212775.9896 | 212.776 | 6464.0807 | 210.8173
6 | 20 | 18 | 29.4 | 65.6529 | 0.2312 | 4972.9308 | 0.27129 | 0 | 4972.9308 | 4.32 | 6.815 | 0 | 0 | 0 | 0 | 55674.89 | -50701.9591 | -72431.3702 | 0 | 140344.6194 | 140.3446 | 4263.634 | 139.0527
6 | 20 | 19 | 28.3 | 2.4667 | 0.2334 | 188.6174 | 0.30501 | 0 | 188.6174 | 3.44 | 5.5417 | 0 | 0 | 0 | 0 | 44908.4128 | -44719.7954 | -63885.422 | 0 | 76459.1974 | 76.4592 | 2322.8111 | 75.7554
6 | 20 | 20 | 27.8 | 0 | 0.2344 | 0 | 0.36984 | 0 | 0 | 3.04 | 3.2909 | 0 | 0 | 0 | 0 | 31654.747 | -31654.747 | -45221.0672 | 0 | 31238.1303 | 31.2381 | 949.0065 | 30.9506
6 | 20 | 21 | 26.7 | 0 | 0.2366 | 0 | 0.42194 | 0 | 0 | 2.16 | 3.1689 | 0 | 0 | 0 | 0 | 26644.2675 | -26644.2675 | -38063.2393 | 0 | -6825.109 | -6.8251 | -207.3451 | -6.7623
6 | 20 | 22 | 25.6 | 0 | 0.2388 | 0 | 0.42592 | 0 | 0 | 1.28 | 3.0424 | 0 | 0 | 0 | 0 | 21612.1146 | -21612.1146 | -30874.4494 | 0 | -37699.5585 | -37.6996 | -1145.303 | -37.3525
6 | 20 | 23 | 25 | 0 | 0.24 | 0 | 0.43051 | 0 | 0 | 0.8 | 2.7322 | 0 | 0 | 0 | 0 | 17661.1639 | -17661.1639 | -25230.2341 | 0 | -62929.7926 | -62.9298 | -1911.7912 | -62.3505
6 | 21 | 0 | 24.4 | 0 | 0.24 | 0 | 0.41651 | 0 | 0 | 0.32 | 2.6947 | 0 | 0 | 0 | 0 | 15073.3557 | -15073.3557 | -21533.3653 | 0 | -84463.158 | -84.4632 | -2565.9694 | -83.6856
6 | 21 | 1 | 23.3 | 0 | 0.24 | 0 | 0.42501 | 0 | 0 | 0 | 3.379 | 0 | 0 | 0 | 0 | 16894.9825 | -16894.9825 | -24135.6893 | 0 | -108598.8473 | -108.5988 | -3299.2055 | -107.5992
6 | 21 | 2 | 22.8 | 0 | 0.24 | 0 | 0.41153 | 0 | 0 | 0 | 3.7509 | 0 | 0 | 0 | 0 | 18754.3317 | -18754.3317 | -26791.9025 | 0 | -135390.7498 | -135.3907 | -4113.1367 | -134.1444
6 | 21 | 3 | 22.8 | 0 | 0.24 | 0 | 0.39496 | 0 | 0 | 0 | 3.6687 | 0 | 0 | 0 | 0 | 18343.6779 | -18343.6779 | -26205.2542 | 0 | -161596.0039 | -161.596 | -4909.2457 | -160.1085
6 | 21 | 4 | 22.2 | 0 | 0.24 | 0 | 0.37839 | 0 | 0 | 0 | 3.2042 | 0 | 0 | 0 | 0 | 16021.2024 | -16021.2024 | -22887.4321 | 0 | -184483.436 | -184.4834 | -5604.5601 | -182.7852
6 | 21 | 5 | 21.7 | -7.9165 | 0.24 | -622.4645 | 0.3733 | 0 | -622.4645 | 0 | 2.7197 | 0 | 0 | 0 | 0 | 13598.3449 | -14220.8094 | -20315.442 | 0 | -204798.878 | -204.7989 | -6221.7381 | -202.9136
6 | 21 | 6 | 22.8 | 64.4128 | 0.24 | 5064.7021 | 0.35509 | 0 | 5064.7021 | 0 | 2.8543 | 0 | 0 | 0 | 0 | 14271.3609 | -9206.6588 | -13152.3697 | 0 | -217951.2478 | -217.9512 | -6621.3037 | -215.9449
6 | 21 | 7 | 23.9 | 228.9381 | 0.24 | 18001.1268 | 0.33092 | 0 | 18001.1268 | 0 | 2.9467 | 0 | 0 | 0 | 0 | 14733.3464 | 3267.7804 | 0 | 2287.4463 | -215663.8015 | -215.6638 | -6551.8117 | -213.6785
6 | 21 | 8 | 25 | 428.9651 | 0.24 | 33729.0123 | 0.34767 | 0 | 33729.0123 | 0.8 | 1.9086 | 0 | 0 | 0 | 0 | 13543.2187 | 20185.7937 | 0 | 14130.0556 | -201533.7459 | -201.5337 | -6122.5442 | -199.6786
6 | 21 | 9 | 25.6 | 618.7252 | 0.2388 | 48406.3749 | 0.35594 | 0 | 48406.3749 | 1.28 | 1.6227 | 0 | 0 | 0 | 0 | 14513.5071 | 33892.8679 | 0 | 23725.0075 | -177808.7384 | -177.8087 | -5401.7845 | -176.172
6 | 21 | 10 | 28.3 | 768.0654 | 0.2334 | 58731.2781 | 0.35611 | 0 | 58731.2781 | 3.44 | 0.16006 | 0 | 0 | 0 | 0 | 18000.3213 | 40730.9568 | 0 | 28511.6697 | -149297.0687 | -149.2971 | -4535.6072 | -147.9227
6 | 21 | 11 | 29.4 | 877.9695 | 0.2312 | 66502.4522 | 0.33837 | 0 | 66502.4522 | 4.32 | 0.21258 | 0 | 0 | 0 | 0 | 22662.8858 | 43839.5664 | 0 | 30687.6965 | -118609.3722 | -118.6094 | -3603.3227 | -117.5175
6 | 21 | 12 | 31.7 | 913.1054 | 0.2266 | 67787.7481 | 0.32693 | 0 | 67787.7481 | 6.16 | 0 | 0 | 0 | 0 | 0 | 30800 | 36987.7481 | 0 | 25891.4237 | -92717.9485 | -92.7179 | -2816.7478 | -91.8645
6 | 21 | 13 | 32.2 | 878.6048 | 0.2256 | 64938.6206 | 0.32419 | 0 | 64938.6206 | 6.56 | 0.64331 | 0 | 0 | 0 | 0 | 36016.5334 | 28922.0872 | 0 | 20245.4611 | -72472.4875 | -72.4725 | -2201.6958 | -71.8054
6 | 21 | 14 | 31.1 | 775.4918 | 0.2278 | 57876.3747 | 0.34471 | 0 | 57876.3747 | 5.68 | 3.4549 | 0 | 0 | 0 | 0 | 45674.3801 | 12201.9945 | 0 | 8541.3962 | -63931.0913 | -63.9311 | -1942.2104 | -63.3426
6 | 21 | 15 | 32.8 | 606.4141 | 0.2244 | 44582.3063 | 0.36218 | 0 | 44582.3063 | 7.04 | 2.9196 | 0 | 0 | 0 | 0 | 49798.0802 | -5215.7739 | -7451.1056 | 0 | -71382.1969 | -71.3822 | -2168.5731 | -70.7251
6 | 21 | 16 | 32.2 | 428.7409 | 0.2256 | 31688.6974 | 0.37783 | 0 | 31688.6974 | 6.56 | 3.5555 | 0 | 0 | 0 | 0 | 50577.6334 | -18888.936 | -26984.1942 | 0 | -98366.3911 | -98.3664 | -2988.3461 | -97.4609
6 | 21 | 17 | 31.7 | 226.7696 | 0.2266 | 16835.081 | 0.37471 | 0 | 16835.081 | 6.16 | 3.9898 | 0 | 0 | 0 | 0 | 50748.9253 | -33913.8443 | -48448.3491 | 0 | -146814.7402 | -146.8147 | -4460.1946 | -145.4633
6 | 21 | 18 | 30.6 | 59.3229 | 0.2288 | 4446.8136 | 0.37026 | 0 | 4446.8136 | 5.28 | 3.5777 | 0 | 0 | 0 | 0 | 44288.6097 | -39841.7961 | -56916.8516 | 0 | -203731.5917 | -203.7316 | -6189.3142 | -201.8562
6 | 21 | 19 | 28.3 | 3.3661 | 0.2334 | 257.3922 | 0.38151 | 0 | 257.3922 | 3.44 | 2.804 | 0 | 0 | 0 | 0 | 31219.9522 | -30962.56 | -44232.2285 | 0 | -247963.8203 | -247.9638 | -7533.0781 | -245.6812
6 | 21 | 20 | 27.8 | 0 | 0.2344 | 0 | 0.42479 | 0 | 0 | 3.04 | 0.82041 | 0 | 0 | 0 | 0 | 19302.052 | -19302.052 | -27574.36 | 0 | -275538.1803 | -275.5382 | -8370.7802 | -273.0018
6 | 21 | 21 | 26.7 | 0 | 0.2366 | 0 | 0.44206 | 0 | 0 | 2.16 | 1.0592 | 0 | 0 | 0 | 0 | 16096.1679 | -16096.1679 | -22994.5256 | 0 | -298532.7058 | -298.5327 | -9069.348 | -295.7846
6 | 21 | 22 | 26.1 | 0 | 0.2378 | 0 | 0.48317 | 0 | 0 | 1.68 | 0.98403 | 0 | 0 | 0 | 0 | 13320.1434 | -13320.1434 | -19028.7763 | 0 | -317561.4821 | -317.5615 | -9647.4374 | -314.6382
6 | 21 | 23 | 26.1 | 0 | 0.2378 | 0 | 0.53692 | 0 | 0 | 1.68 | 0.47847 | 0 | 0 | 0 | 0 | 10792.341 | -10792.341 | -15417.63 | 0 | -332979.1121 | -332.9791 | -10115.8211 | -329.9139
6 | 22 | 0 | 25.6 | 0 | 0.2388 | 0 | 0.5656 | 0 | 0 | 1.28 | 0.58101 | 0 | 0 | 0 | 0 | 9305.0478 | -9305.0478 | -13292.9254 | 0 | -346272.0376 | -346.272 | -10519.6568 | -343.0845
6 | 22 | 1 | 25.6 | 0 | 0.2388 | 0 | 0.55585 | 0 | 0 | 1.28 | 1.2814 | 0 | 0 | 0 | 0 | 12807.0123 | -12807.0123 | -18295.7319 | 0 | -364567.7694 | -364.5678 | -11075.4765 | -361.2118
6 | 22 | 2 | 25 | 0 | 0.24 | 0 | 0.53687 | 0 | 0 | 0.8 | 1.9173 | 0 | 0 | 0 | 0 | 13586.5655 | -13586.5655 | -19409.3792 | 0 | -383977.1487 | -383.9771 | -11665.1286 | -380.4425
6 | 22 | 3 | 25 | 0 | 0.24 | 0 | 0.51167 | 0 | 0 | 0.8 | 1.7394 | 0 | 0 | 0 | 0 | 12696.8155 | -12696.8155 | -18138.3079 | 0 | -402115.4566 | -402.1155 | -12216.1658 | -398.4139
6 | 22 | 4 | 24.4 | 0 | 0.24 | 0 | 0.49809 | 0 | 0 | 0.32 | 1.9423 | 0 | 0 | 0 | 0 | 11311.3105 | -11311.3105 | -16159.015 | 0 | -418274.4715 | -418.2745 | -12707.0726 | -414.4241
6 | 22 | 5 | 23.3 | -12.5749 | 0.24 | -988.7532 | 0.44108 | 0 | -988.7532 | 0 | 2.1498 | 0 | 0 | 0 | 0 | 10748.8637 | -11737.6169 | -16768.0242 | 0 | -435042.4957 | -435.0425 | -13216.4809 | -431.0378
6 | 22 | 6 | 23.3 | 59.193 | 0.24 | 4654.2771 | 0.45444 | 0 | 4654.2771 | 0 | 2.1069 | 0 | 0 | 0 | 0 | 10534.4111 | -5880.1341 | -8400.1915 | 0 | -443442.6872 | -443.4427 | -13471.6766 | -439.3607
6 | 22 | 7 | 23.9 | 222.1895 | 0.24 | 17470.4946 | 0.43861 | 0 | 17470.4946 | 0 | 1.8178 | 0 | 0 | 0 | 0 | 9089.1378 | 8381.3568 | 0 | 5866.9497 | -437575.7375 | -437.5757 | -13293.4401 | -433.5477
6 | 22 | 8 | 25.6 | 410.3117 | 0.2388 | 32101.0087 | 0.48109 | 0 | 32101.0087 | 1.28 | 0.53219 | 0 | 0 | 0 | 0 | 9060.9369 | 23040.0718 | 0 | 16128.0503 | -421447.6872 | -421.4477 | -12803.474 | -417.5681
6 | 22 | 9 | 26.7 | 579.5921 | 0.2366 | 44927.0163 | 0.46918 | 0 | 44927.0163 | 2.16 | 0.0093287 | 0 | 0 | 0 | 0 | 10846.6433 | 34080.3731 | 0 | 23856.2612 | -397591.4261 | -397.5914 | -12078.7269 | -393.9315
6 | 22 | 10 | 27.2 | 747.8747 | 0.2356 | 57726.4041 | 0.44758 | 0 | 57726.4041 | 2.56 | 0 | 0 | 0 | 0 | 0 | 12800 | 44926.4041 | 0 | 31448.4829 | -366142.9432 | -366.1429 | -11123.3299 | -362.7725
6 | 22 | 11 | 28.3 | 840.689 | 0.2334 | 64284.5539 | 0.42901 | 0 | 64284.5539 | 3.44 | 0 | 0 | 0 | 0 | 0 | 17200 | 47084.5539 | 0 | 32959.1877 | -333183.7555 | -333.1838 | -10122.0381 | -330.1167
6 | 22 | 12 | 28.9 | 888.825 | 0.2322 | 67615.9055 | 0.40899 | 0 | 67615.9055 | 3.92 | 0 | 0 | 0 | 0 | 0 | 19600 | 48015.9055 | 0 | 33611.1339 | -299572.6216 | -299.5726 | -9100.9404 | -296.815
6 | 22 | 13 | 28.3 | 878.9784 | 0.2334 | 67212.4116 | 0.40934 | 0 | 67212.4116 | 3.44 | 1.5501 | 0 | 0 | 0 | 0 | 24950.6372 | 42261.7743 | 0 | 29583.242 | -269989.3796 | -269.9894 | -8202.209 | -267.504
6 | 22 | 14 | 28.3 | 775.1851 | 0.2334 | 59275.7005 | 0.41764 | 0 | 59275.7005 | 3.44 | 3.6958 | 0 | 0 | 0 | 0 | 35678.9682 | 23596.7322 | 0 | 16517.7126 | -253471.667 | -253.4717 | -7700.4051 | -251.1384
6 | 22 | 15 | 30 | 570.0691 | 0.23 | 42956.1922 | 0.43331 | 0 | 42956.1922 | 4.8 | 3.9401 | 0 | 0 | 0 | 0 | 43700.4575 | -744.2652 | -1063.236 | 0 | -254534.903 | -254.5349 | -7732.7059 | -252.1918
6 | 22 | 16 | 30 | 429.8393 | 0.23 | 32389.5082 | 0.46799 | 0 | 32389.5082 | 4.8 | 4.189 | 0 | 0 | 0 | 0 | 44944.9667 | -12555.4585 | -17936.3693 | 0 | -272471.2723 | -272.4713 | -8277.6083 | -269.9631
6 | 22 | 17 | 28.3 | 227.6743 | 0.2334 | 17409.4624 | 0.52292 | 0 | 17409.4624 | 3.44 | 4.3074 | 0 | 0 | 0 | 0 | 38737.1985 | -21327.7361 | -30468.1944 | 0 | -302939.4668 | -302.9395 | -9203.2243 | -300.1508
6 | 22 | 18 | 28.3 | 57.2703 | 0.2334 | 4379.2567 | 0.59124 | 0 | 4379.2567 | 3.44 | 3.8288 | 0 | 0 | 0 | 0 | 36343.9993 | -31964.7425 | -45663.9179 | 0 | -348603.3847 | -348.6034 | -10590.4826 | -345.3944
6 | 22 | 19 | 26.7 | 2.4667 | 0.2366 | 191.2034 | 0.61737 | 0 | 191.2034 | 2.16 | 3.7807 | 0 | 0 | 0 | 0 | 29703.6385 | -29512.4351 | -42160.6215 | 0 | -390764.0062 | -390.764 | -11871.3116 | -387.1669
6 | 22 | 20 | 25.6 | 0 | 0.2388 | 0 | 0.62999 | 0 | 0 | 1.28 | 2.755 | 0 | 0 | 0 | 0 | 20174.8262 | -20174.8262 | -28821.1804 | 0 | -419585.1865 | -419.5852 | -12746.8917 | -415.7228
6 | 22 | 21 | 25 | 0 | 0.24 | 0 | 0.68222 | 0 | 0 | 0.8 | 2.8504 | 0 | 0 | 0 | 0 | 18252.0491 | -18252.0491 | -26074.3559 | 0 | -445659.5424 | -445.6595 | -13539.0241 | -441.5571
6 | 22 | 22 | 25 | 0 | 0.24 | 0 | 0.7075 | 0 | 0 | 0.8 | 2.4432 | 0 | 0 | 0 | 0 | 16215.8906 | -16215.8906 | -23165.558 | 0 | -468825.1004 | -468.8251 | -14242.7879 | -464.5094
6 | 22 | 23 | 24.4 | 0 | 0.24 | 0 | 0.71971 | 0 | 0 | 0.32 | 2.394 | 0 | 0 | 0 | 0 | 13569.9065 | -13569.9065 | -19385.5807 | 0 | -488210.6811 | -488.2107 | -14831.7169 | -483.7166
6 | 23 | 0 | 23.3 | 0 | 0.24 | 0 | 0.68988 | 0 | 0 | 0 | 2.1055 | 0 | 0 | 0 | 0 | 10527.5669 | -10527.5669 | -15039.3813 | 0 | -503250.0624 | -503.2501 | -15288.6095 | -498.6175
6 | 23 | 1 | 23.3 | 0 | 0.24 | 0 | 0.68171 | 0 | 0 | 0 | 2.448 | 0 | 0 | 0 | 0 | 12239.7652 | -12239.7652 | -17485.3789 | 0 | -520735.4412 | -520.7354 | -15819.8109 | -515.9419
6 | 23 | 2 | 22.8 | 0 | 0.24 | 0 | 0.66752 | 0 | 0 | 0 | 2.5399 | 0 | 0 | 0 | 0 | 12699.4693 | -12699.4693 | -18142.0991 | 0 | -538877.5403 | -538.8775 | -16370.9632 | -533.917
6 | 23 | 3 | 22.8 | 0 | 0.24 | 0 | 0.66887 | 0 | 0 | 0 | 2.4699 | 0 | 0 | 0 | 0 | 12349.2729 | -12349.2729 | -17641.8184 | 0 | -556519.3587 | -556.5194 | -16906.9172 | -551.3964
6 | 23 | 4 | 22.8 | 0 | 0.24 | 0 | 0.62465 | 0 | 0 | 0 | 2.2978 | 0 | 0 | 0 | 0 | 11489.1813 | -11489.1813 | -16413.1161 | 0 | -572932.4748 | -572.9325 | -17405.5435 | -567.6585
6 | 23 | 5 | 23.9 | -12.172 | 0.24 | -957.0718 | 0.5547 | 0 | -957.0718 | 0 | 2.3747 | 0 | 0 | 0 | 0 | 11873.5989 | -12830.6707 | -18329.5296 | 0 | -591262.0044 | -591.262 | -17962.39 | -585.8193
6 | 23 | 6 | 25 | 58.7146 | 0.24 | 4616.6609 | 0.54419 | 0 | 4616.6609 | 0.8 | 1.7042 | 0 | 0 | 0 | 0 | 12521.1469 | -7904.486 | -11292.1229 | 0 | -602554.1273 | -602.5541 | -18305.4418 | -597.0074
6 | 23 | 7 | 26.1 | 219.5406 | 0.2378 | 17103.9753 | 0.53315 | 0 | 17103.9753 | 1.68 | 0.76387 | 0 | 0 | 0 | 0 | 12219.363 | 4884.6122 | 0 | 3419.2286 | -599134.8987 | -599.1349 | -18201.5665 | -593.6197
6 | 23 | 8 | 27.2 | 413.6019 | 0.2356 | 31924.8 | 0.60467 | 0 | 31924.8 | 2.56 | 0.33615 | 0 | 0 | 0 | 0 | 14480.7433 | 17444.0567 | 0 | 12210.8397 | -586924.059 | -586.9241 | -17830.6043 | -581.5212
6 | 23 | 9 | 30 | 594.0489 | 0.23 | 44763.1328 | 0.58164 | 0 | 44763.1328 | 4.8 | 0 | 0 | 0 | 0 | 0 | 24000 | 20763.1328 | 0 | 14534.1929 | -572389.8661 | -572.3899 | -17389.0592 | -567.1208
6 | 23 | 10 | 31.1 | 723.2777 | 0.2278 | 53979.5411 | 0.51637 | 0 | 53979.5411 | 5.68 | 0 | 0 | 0 | 0 | 0 | 28400 | 25579.5411 | 0 | 17905.6788 | -554484.1873 | -554.4842 | -16845.0892 | -549.38
6 | 23 | 11 | 32.2 | 838.5792 | 0.2256 | 61980.284 | 0.46302 | 0 | 61980.284 | 6.56 | 0 | 0 | 0 | 0 | 0 | 32800 | 29180.284 | 0 | 20426.1988 | -534057.9885 | -534.058 | -16224.5465 | -529.1418
6 | 23 | 12 | 32.8 | 836.2808 | 0.2244 | 61481.6284 | 0.40347 | 0 | 61481.6284 | 7.04 | 0 | 0 | 0 | 0 | 0 | 35200 | 26281.6284 | 0 | 18397.1399 | -515660.8486 | -515.6608 | -15665.646 | -510.914
6 | 23 | 13 | 31.1 | 872.6128 | 0.2278 | 65124.6989 | 0.33708 | 0 | 65124.6989 | 5.68 | 0.86388 | 0 | 0 | 0 | 0 | 32719.3929 | 32405.306 | 0 | 22683.7142 | -492977.1344 | -492.9771 | -14976.5205 | -488.4391
6 | 23 | 14 | 23.9 | 741.7704 | 0.24 | 58324.5167 | 0.3072 | 0 | 58324.5167 | 0 | 8.0306 | 0 | 0 | 0 | 0 | 40152.8178 | 18171.6989 | 0 | 12720.1892 | -480256.9452 | -480.2569 | -14590.0844 | -475.836
6 | 23 | 15 | 26.1 | 476.6747 | 0.2378 | 37136.7902 | 0.3067 | 0 | 37136.7902 | 1.68 | 8.2592 | 0 | 0 | 0 | 0 | 49696.0868 | -12559.2966 | -17941.8523 | 0 | -498198.7975 | -498.1988 | -15135.1533 | -493.6127
6 | 23 | 16 | 28.9 | 426.7429 | 0.2322 | 32463.7676 | 0.31785 | 0 | 32463.7676 | 3.92 | 7.132 | 0 | 0 | 0 | 0 | 55259.8595 | -22796.0919 | -32565.8456 | 0 | -530764.6431 | -530.7646 | -16124.4955 | -525.8788
6 | 23 | 17 | 29.4 | 223.095 | 0.2312 | 16898.4977 | 0.37895 | 0 | 16898.4977 | 4.32 | 6.2966 | 0 | 0 | 0 | 0 | 53083.2081 | -36184.7104 | -51692.4434 | 0 | -582457.0864 | -582.4571 | -17694.8988 | -577.0954
6 | 23 | 18 | 28.9 | 60.8943 | 0.2322 | 4632.4343 | 0.39561 | 0 | 4632.4343 | 3.92 | 5.7113 | 0 | 0 | 0 | 0 | 48156.6892 | -43524.2549 | -62177.5069 | 0 | -644634.5934 | -644.6346 | -19583.8357 | -638.7005
6 | 23 | 19 | 27.2 | 2.6397 | 0.2356 | 203.7499 | 0.41741 | 0 | 203.7499 | 2.56 | 5.5576 | 0 | 0 | 0 | 0 | 40588.0599 | -40384.31 | -57691.8714 | 0 | -702326.4648 | -702.3265 | -21336.5002 | -695.8613
6 | 23 | 20 | 26.7 | 0 | 0.2366 | 0 | 0.42636 | 0 | 0 | 2.16 | 4.1229 | 0 | 0 | 0 | 0 | 31414.696 | -31414.696 | -44878.1372 | 0 | -747204.6019 | -747.2046 | -22699.8866 | -740.3264
6 | 23 | 21 | 25.6 | 0 | 0.2388 | 0 | 0.47134 | 0 | 0 | 1.28 | 4.3761 | 0 | 0 | 0 | 0 | 28280.6763 | -28280.6763 | -40400.9662 | 0 | -787605.5681 | -787.6056 | -23927.2578 | -780.3554
6 | 23 | 22 | 23.9 | 0 | 0.24 | 0 | 0.509 | 0 | 0 | 0 | 4.4526 | 0 | 0 | 0 | 0 | 22263.1405 | -22263.1405 | -31804.4864 | 0 | -819410.0546 | -819.4101 | -24893.47 | -811.8671
6 | 23 | 23 | 23.3 | 0 | 0.24 | 0 | 0.53139 | 0 | 0 | 0 | 3.489 | 0 | 0 | 0 | 0 | 17444.8023 | -17444.8023 | -24921.1462 | 0 | -844331.2008 | -844.3312 | -25650.5681 | -836.5589
6 | 24 | 0 | 22.8 | 0 | 0.24 | 0 | 0.54677 | 0 | 0 | 0 | 3.076 | 0 | 0 | 0 | 0 | 15380.1262 | -15380.1262 | -21971.6089 | 0 | -866302.8096 | -866.3028 | -26318.06 | -858.3282
6 | 24 | 1 | 22.8 | 0 | 0.24 | 0 | 0.50383 | 0 | 0 | 0 | 3.721 | 0 | 0 | 0 | 0 | 18604.8994 | -18604.8994 | -26578.4277 | 0 | -892881.2373 | -892.8812 | -27125.5059 | -884.662
6 | 24 | 2 | 22.2 | 0 | 0.24 | 0 | 0.50514 | 0 | 0 | 0 | 3.7602 | 0 | 0 | 0 | 0 | 18801.1007 | -18801.1007 | -26858.7152 | 0 | -919739.9526 | -919.74 | -27941.4669 | -911.2735
6 | 24 | 3 | 21.7 | 0 | 0.24 | 0 | 0.48423 | 0 | 0 | 0 | 3.588 | 0 | 0 | 0 | 0 | 17939.8683 | -17939.8683 | -25628.3833 | 0 | -945368.3359 | -945.3683 | -28720.0507 | -936.6659
6 | 24 | 4 | 21.7 | 0 | 0.24 | 0 | 0.47272 | 0 | 0 | 0 | 3.0696 | 0 | 0 | 0 | 0 | 15348.1865 | -15348.1865 | -21925.9807 | 0 | -967294.3166 | -967.2943 | -29386.1565 | -958.3901
6 | 24 | 5 | 22.8 | -8.9739 | 0.24 | -705.6048 | 0.46362 | 0 | -705.6048 | 0 | 2.7947 | 0 | 0 | 0 | 0 | 13973.6369 | -14679.2417 | -20970.3453 | 0 | -988264.6619 | -988.2647 | -30023.2302 | -979.1674
6 | 24 | 6 | 23.9 | 63.9049 | 0.24 | 5024.7646 | 0.44013 | 0 | 5024.7646 | 0 | 2.7927 | 0 | 0 | 0 | 0 | 13963.3705 | -8938.606 | -12769.4371 | 0 | -1001034.099 | -1001.0341 | -30411.1625 | -991.8193
6 | 24 | 7 | 25.6 | 219.2974 | 0.2388 | 17156.8737 | 0.418 | 0 | 17156.8737 | 1.28 | 1.4228 | 0 | 0 | 0 | 0 | 13514.2495 | 3642.6242 | 0 | 2549.837 | -998484.262 | -998.4843 | -30333.6991 | -989.2929
6 | 24 | 8 | 26.7 | 422.9379 | 0.2366 | 32783.9835 | 0.43931 | 0 | 32783.9835 | 2.16 | 0.54386 | 0 | 0 | 0 | 0 | 13519.3152 | 19264.6683 | 0 | 13485.2678 | -984998.9942 | -984.999 | -29924.0201 | -975.9318
6 | 24 | 9 | 28.9 | 587.7612 | 0.2322 | 44712.9697 | 0.4258 | 0 | 44712.9697 | 3.92 | 0 | 0 | 0 | 0 | 0 | 19600 | 25112.9697 | 0 | 17579.0788 | -967419.9154 | -967.4199 | -29389.9721 | -958.5145
6 | 24 | 10 | 30 | 769.1054 | 0.23 | 57954.0895 | 0.40915 | 0 | 57954.0895 | 4.8 | 0 | 0 | 0 | 0 | 0 | 24000 | 33954.0895 | 0 | 23767.8627 | -943652.0528 | -943.6521 | -28667.9105 | -934.9654
6 | 24 | 11 | 31.7 | 854.3425 | 0.2266 | 63425.2684 | 0.3857 | 0 | 63425.2684 | 6.16 | 0 | 0 | 0 | 0 | 0 | 30800 | 32625.2684 | 0 | 22837.6879 | -920814.3649 | -920.8144 | -27974.1073 | -912.338
6 | 24 | 12 | 32.2 | 911.8244 | 0.2256 | 67393.9165 | 0.35785 | 0 | 67393.9165 | 6.56 | 0.39007 | 0 | 0 | 0 | 0 | 34750.3508 | 32643.5657 | 0 | 22850.496 | -897963.8689 | -897.9639 | -27279.915 | -889.6978
6 | 24 | 13 | 30 | 842.5755 | 0.23 | 63490.2553 | 0.35788 | 0 | 63490.2553 | 4.8 | 3.5922 | 0 | 0 | 0 | 0 | 41960.8823 | 21529.373 | 0 | 15070.5611 | -882893.3077 | -882.8933 | -26822.0752 | -874.766
6 | 24 | 14 | 28.9 | 760.3544 | 0.2322 | 57842.7201 | 0.36264 | 0 | 57842.7201 | 3.92 | 6.0253 | 0 | 0 | 0 | 0 | 49726.2993 | 8116.4208 | 0 | 5681.4945 | -877211.8132 | -877.2118 | -26649.4728 | -869.1368
6 | 24 | 15 | 30 | 323.8408 | 0.23 | 24402.2473 | 0.3599 | 0 | 24402.2473 | 4.8 | 6.8055 | 0 | 0 | 0 | 0 | 58027.7129 | -33625.4656 | -48036.3794 | 0 | -925248.1926 | -925.2482 | -28108.8059 | -916.731
6 | 24 | 16 | 32.2 | 74.8222 | 0.2256 | 5530.1907 | 0.42811 | 0 | 5530.1907 | 6.56 | 5.659 | 0 | 0 | 0 | 0 | 61094.9339 | -55564.7433 | -79378.2047 | 0 | -1004626.3973 | -1004.6264 | -30520.2956 | -995.3785
6 | 24 | 17 | 31.1 | 67.4222 | 0.2278 | 5031.8442 | 0.50397 | 0 | 5031.8442 | 5.68 | 5.3161 | 0 | 0 | 0 | 0 | 54980.2519 | -49948.4077 | -71354.8682 | 0 | -1075981.2654 | -1075.9813 | -32688.0384 | -1066.0765
6 | 24 | 18 | 31.1 | 20.5556 | 0.2278 | 1534.0989 | 0.55475 | 0 | 1534.0989 | 5.68 | 4.1477 | 0 | 0 | 0 | 0 | 49138.7014 | -47604.6025 | -68006.575 | 0 | -1143987.8405 | -1143.9878 | -34754.061 | -1133.4571
6 | 24 | 19 | 29.4 | 2.4667 | 0.2312 | 186.8395 | 0.5644 | 0 | 186.8395 | 4.32 | 3.9158 | 0 | 0 | 0 | 0 | 41178.8102 | -40991.9707 | -58559.9581 | 0 | -1202547.7986 | -1202.5478 | -36533.0977 | -1191.478
6 | 24 | 20 | 26.1 | 0 | 0.2378 | 0 | 0.59293 | 0 | 0 | 1.68 | 4.3231 | 0 | 0 | 0 | 0 | 30015.5025 | -30015.5025 | -42879.2893 | 0 | -1245427.0879 | -1245.4271 | -37835.7596 | -1233.9625
6 | 24 | 21 | 25 | 0 | 0.24 | 0 | 0.63049 | 0 | 0 | 0.8 | 4.3463 | 0 | 0 | 0 | 0 | 25731.6521 | -25731.6521 | -36759.5031 | 0 | -1282186.591 | -1282.1866 | -38952.504 | -1270.3837
6 | 24 | 22 | 24.4 | 0 | 0.24 | 0 | 0.64155 | 0 | 0 | 0.32 | 4.142 | 0 | 0 | 0 | 0 | 22309.9886 | -22309.9886 | -31871.4122 | 0 | -1314058.0032 | -1314.058 | -39920.7495 | -1301.9617
6 | 24 | 23 | 23.9 | 0 | 0.24 | 0 | 0.56217 | 0 | 0 | 0 | 3.6872 | 0 | 0 | 0 | 0 | 18436.075 | -18436.075 | -26337.2501 | 0 | -1340395.2533 | -1340.3953 | -40720.8685 | -1328.0565
6 | 25 | 0 | 23.9 | 0 | 0.24 | 0 | 0.57972 | 0 | 0 | 0 | 3.1029 | 0 | 0 | 0 | 0 | 15514.7294 | -15514.7294 | -22163.8991 | 0 | -1362559.1524 | -1362.5592 | -41394.2021 | -1350.0164
6 | 25 | 1 | 23.3 | 0 | 0.24 | 0 | 0.57698 | 0 | 0 | 0 | 3.6199 | 0 | 0 | 0 | 0 | 18099.567 | -18099.567 | -25856.5244 | 0 | -1388415.6768 | -1388.4157 | -42179.7168 | -1375.6349
6 | 25 | 2 | 23.9 | 0 | 0.24 | 0 | 0.53952 | 0 | 0 | 0 | 3.8766 | 0 | 0 | 0 | 0 | 19382.8602 | -19382.8602 | -27689.8003 | 0 | -1416105.4771 | -1416.1055 | -43020.9259 | -1403.0698
6 | 25 | 3 | 23.3 | 0 | 0.24 | 0 | 0.49131 | 0 | 0 | 0 | 3.6154 | 0 | 0 | 0 | 0 | 18076.7529 | -18076.7529 | -25823.9328 | 0 | -1441929.4099 | -1441.9294 | -43805.4504 | -1428.656
6 | 25 | 4 | 23.3 | 0 | 0.24 | 0 | 0.43325 | 0 | 0 | 0 | 3.0603 | 0 | 0 | 0 | 0 | 15301.4176 | -15301.4176 | -21859.1679 | 0 | -1463788.5778 | -1463.7886 | -44469.5264 | -1450.314
6 | 25 | 5 | 23.3 | -11.8299 | 0.24 | -930.1721 | 0.40663 | 0 | -930.1721 | 0 | 2.7559 | 0 | 0 | 0 | 0 | 13779.717 | -14709.8892 | -21014.1274 | 0 | -1484802.7052 | -1484.8027 | -45107.9303 | -1471.1346
6 | 25 | 6 | 24.4 | 57.9848 | 0.24 | 4559.275 | 0.33902 | 0 | 4559.275 | 0.32 | 2.5947 | 0 | 0 | 0 | 0 | 14573.7269 | -10014.4519 | -14306.3599 | 0 | -1499109.0651 | -1499.1091 | -45542.5539 | -1485.3093
6 | 25 | 7 | 25.6 | 218.9241 | 0.2388 | 17127.6681 | 0.29063 | 0 | 17127.6681 | 1.28 | 1.4251 | 0 | 0 | 0 | 0 | 13525.6565 | 3602.0116 | 0 | 2521.4081 | -1496587.657 | -1496.5877 | -45465.9541 | -1482.8111
6 | 25 | 8 | 26.1 | 425.054 | 0.2378 | 33115.1201 | 0.29313 | 0 | 33115.1201 | 1.68 | 0.88661 | 0 | 0 | 0 | 0 | 12833.0623 | 20282.0578 | 0 | 14197.4405 | -1482390.2165 | -1482.3902 | -45034.6395 | -1468.7444
6 | 25 | 9 | 27.8 | 568.4331 | 0.2344 | 43652.3234 | 0.2902 | 0 | 43652.3234 | 3.04 | 0 | 0 | 0 | 0 | 0 | 15200 | 28452.3234 | 0 | 19916.6264 | -1462473.5902 | -1462.4736 | -44429.5774 | -1449.0111
6 | 25 | 10 | 29.4 | 752.4463 | 0.2312 | 56994.6058 | 0.23697 | 0 | 56994.6058 | 4.32 | 0 | 0 | 0 | 0 | 0 | 21600 | 35394.6058 | 0 | 24776.2241 | -1437697.3661 | -1437.6974 | -43676.882 | -1424.4629
6 | 25 | 11 | 30.6 | 816.0577 | 0.2288 | 61171.2416 | 0.21691 | 0 | 61171.2416 | 5.28 | 0 | 0 | 0 | 0 | 0 | 26400 | 34771.2416 | 0 | 24339.8691 | -1413357.497 | -1413.3575 | -42937.4429 | -1400.3471
6 | 25 | 12 | 31.7 | 899.5862 | 0.2266 | 66784.1059 | 0.20749 | 0 | 66784.1059 | 6.16 | 0.41094 | 0 | 0 | 0 | 0 | 32854.6852 | 33929.4207 | 0 | 23750.5945 | -1389606.9025 | -1389.6069 | -42215.9059 | -1376.8151
6 | 25 | 13 | 32.2 | 868.2493 | 0.2256 | 64173.234 | 0.21975 | 0 | 64173.234 | 6.56 | 1.9903 | 0 | 0 | 0 | 0 | 42751.256 | 21421.978 | 0 | 14995.3846 | -1374611.5179 | -1374.6115 | -41760.3499 | -1361.9578
6 | 25 | 14 | 33.3 | 720.7855 | 0.2234 | 52754.5108 | 0.23708 | 0 | 52754.5108 | 7.44 | 2.4557 | 0 | 0 | 0 | 0 | 49478.4966 | 3276.0143 | 0 | 2293.21 | -1372318.3079 | -1372.3183 | -41690.6828 | -1359.6857
6 | 25 | 15 | 32.8 | 600.0695 | 0.2244 | 44115.867 | 0.25297 | 0 | 44115.867 | 7.04 | 4.4787 | 0 | 0 | 0 | 0 | 57593.6585 | -13477.7916 | -19253.9879 | 0 | -1391572.2958 | -1391.5723 | -42275.6141 | -1378.7624
6 | 25 | 16 | 32.8 | 432.0704 | 0.2244 | 31764.9215 | 0.28609 | 0 | 31764.9215 | 7.04 | 4.9336 | 0 | 0 | 0 | 0 | 59868.2244 | -28103.3029 | -40147.5756 | 0 | -1431719.8715 | -1431.7199 | -43495.2872 | -1418.5404
6 | 25 | 17 | 32.2 | 224.1665 | 0.2256 | 16568.3841 | 0.34814 | 0 | 16568.3841 | 6.56 | 4.6107 | 0 | 0 | 0 | 0 | 55853.3942 | -39285.0101 | -56121.443 | 0 | -1487841.3144 | -1487.8413 | -45200.2425 | -1474.1453
6 | 25 | 18 | 31.1 | 69.0417 | 0.2278 | 5152.7088 | 0.39958 | 0 | 5152.7088 | 5.68 | 4.437 | 0 | 0 | 0 | 0 | 50585.1154 | -45432.4066 | -64903.4379 | 0 | -1552744.7524 | -1552.7448 | -47171.9925 | -1538.4513
6 | 25 | 19 | 29.4 | 3.2889 | 0.2312 | 249.1193 | 0.43657 | 0 | 249.1193 | 4.32 | 4.0392 | 0 | 0 | 0 | 0 | 41795.9316 | -41546.8123 | -59352.589 | 0 | -1612097.3414 | -1612.0973 | -48975.1091 | -1597.2575
6 | 25 | 20 | 28.9 | 0 | 0.2322 | 0 | 0.40556 | 0 | 0 | 3.92 | 2.4079 | 0 | 0 | 0 | 0 | 31639.2801 | -31639.2801 | -45198.9715 | 0 | -1657296.3129 | -1657.2963 | -50348.2424 | -1642.0404
6 | 25 | 21 | 27.8 | 0 | 0.2344 | 0 | 0.43179 | 0 | 0 | 3.04 | 2.2011 | 0 | 0 | 0 | 0 | 26205.599 | -26205.599 | -37436.57 | 0 | -1694732.8828 | -1694.7329 | -51485.5559 | -1679.1323
6 | 25 | 22 | 26.7 | 0 | 0.2366 | 0 | 0.46226 | 0 | 0 | 2.16 | 2.2668 | 0 | 0 | 0 | 0 | 22133.9197 | -22133.9197 | -31619.8853 | 0 | -1726352.7682 | -1726.3528 | -52446.16 | -1710.4612
6 | 25 | 23 | 26.1 | 0 | 0.2378 | 0 | 0.49607 | 0 | 0 | 1.68 | 1.9023 | 0 | 0 | 0 | 0 | 17911.4812 | -17911.4812 | -25587.8303 | 0 | -1751940.5985 | -1751.9406 | -53223.5119 | -1735.8134
6 | 26 | 0 | 25.6 | 0 | 0.2388 | 0 | 0.5182 | 0 | 0 | 1.28 | 1.8296 | 0 | 0 | 0 | 0 | 15548.1266 | -15548.1266 | -22211.6094 | 0 | -1774152.2079 | -1774.1522 | -53898.2949 | -1757.8206
6 | 26 | 1 | 25 | 0 | 0.24 | 0 | 0.50569 | 0 | 0 | 0.8 | 2.7103 | 0 | 0 | 0 | 0 | 17551.6562 | -17551.6562 | -25073.7946 | 0 | -1799226.0024 | -1799.226 | -54660.0305 | -1782.6636
6 | 26 | 2 | 24.4 | 0 | 0.24 | 0 | 0.49549 | 0 | 0 | 0.32 | 3.1188 | 0 | 0 | 0 | 0 | 17193.9264 | -17193.9264 | -24562.752 | 0 | -1823788.7545 | -1823.7888 | -55406.2406 | -1807.0002
6 | 26 | 3 | 23.3 | 0 | 0.24 | 0 | 0.4972 | 0 | 0 | 0 | 3.2478 | 0 | 0 | 0 | 0 | 16239.0771 | -16239.0771 | -23198.6816 | 0 | -1846987.4361 | -1846.9874 | -56111.0107 | -1829.9853
6 | 26 | 4 | 23.3 | 0 | 0.24 | 0 | 0.47727 | 0 | 0 | 0 | 3.0005 | 0 | 0 | 0 | 0 | 15002.5528 | -15002.5528 | -21432.2183 | 0 | -1868419.6544 | -1868.4197 | -56762.1161 | -1851.2203
6 | 26 | 5 | 23.3 | -13.2387 | 0.24 | -1040.947 | 0.45641 | 0 | -1040.947 | 0 | 2.8645 | 0 | 0 | 0 | 0 | 14322.6926 | -15363.6396 | -21948.0565 | 0 | -1890367.7109 | -1890.3677 | -57428.8925 | -1872.9663
6 | 26 | 6 | 24.4 | 55.1507 | 0.24 | 4336.4307 | 0.42318 | 0 | 4336.4307 | 0.32 | 2.1622 | 0 | 0 | 0 | 0 | 12410.9501 | -8074.5194 | -11535.0277 | 0 | -1901902.7386 | -1901.9027 | -57779.3237 | -1884.3951
6 | 26 | 7 | 25.6 | 223.9994 | 0.2388 | 17524.7394 | 0.35388 | 0 | 17524.7394 | 1.28 | 1.5577 | 0 | 0 | 0 | 0 | 14188.4061 | 3336.3332 | 0 | 2335.4333 | -1899567.3054 | -1899.5673 | -57708.3738 | -1882.0812
6 | 26 | 8 | 27.8 | 425.9744 | 0.2344 | 32712.3291 | 0.40677 | 0 | 32712.3291 | 3.04 | 0 | 0 | 0 | 0 | 0 | 15200 | 17512.3291 | 0 | 12258.6304 | -1887308.675 | -1887.3087 | -57335.9597 | -1869.9354
6 | 26 | 9 | 29.4 | 617.5341 | 0.2312 | 46775.5824 | 0.42808 | 0 | 46775.5824 | 4.32 | 0 | 0 | 0 | 0 | 0 | 21600 | 25175.5824 | 0 | 17622.9077 | -1869685.7673 | -1869.6858 | -56800.5803 | -1852.4747
6 | 26 | 10 | 30 | 719.6909 | 0.23 | 54230.5804 | 0.41946 | 0 | 54230.5804 | 4.8 | 0 | 0 | 0 | 0 | 0 | 24000 | 30230.5804 | 0 | 21161.4063 | -1848524.361 | -1848.5244 | -56157.7021 | -1831.5081
6 | 26 | 11 | 31.1 | 864.8709 | 0.2278 | 64546.906 | 0.44708 | 0 | 64546.906 | 5.68 | 0 | 0 | 0 | 0 | 0 | 28400 | 36146.906 | 0 | 25302.8342 | -1823221.5268 | -1823.2215 | -55389.0084 | -1806.4382
6 | 26 | 12 | 32.2 | 914.4679 | 0.2256 | 67589.3043 | 0.43693 | 0 | 67589.3043 | 6.56 | 0 | 0 | 0 | 0 | 0 | 32800 | 34789.3043 | 0 | 24352.513 | -1798869.0138 | -1798.869 | -54649.1852 | -1782.3099
6 | 26 | 13 | 33.3 | 879.3868 | 0.2234 | 64362.5897 | 0.42914 | 0 | 64362.5897 | 7.44 | 0 | 0 | 0 | 0 | 0 | 37200 | 27162.5897 | 0 | 19013.8128 | -1779855.2011 | -1779.8552 | -54071.5504 | -1763.4711
6 | 26 | 14 | 33.9 | 778.9471 | 0.2222 | 56705.1415 | 0.43246 | 0 | 56705.1415 | 7.92 | 1.4114 | 0 | 0 | 0 | 0 | 46657.0814 | 10048.0601 | 0 | 7033.6421 | -1772821.559 | -1772.8216 | -53857.8701 | -1756.5022
6 | 26 | 15 | 33.9 | 623.8516 | 0.2222 | 45414.6288 | 0.42723 | 0 | 45414.6288 | 7.92 | 3.1295 | 0 | 0 | 0 | 0 | 55247.7312 | -9833.1024 | -14047.2891 | 0 | -1786868.848 | -1786.8688 | -54284.6232 | -1770.4202
6 | 26 | 16 | 33.3 | 430.8908 | 0.2234 | 31537.0294 | 0.43515 | 0 | 31537.0294 | 7.44 | 4.0529 | 0 | 0 | 0 | 0 | 57464.5727 | -25927.5433 | -37039.3475 | 0 | -1823908.1956 | -1823.9082 | -55409.8692 | -1807.1186
6 | 26 | 17 | 32.8 | 232.2304 | 0.2244 | 17073.097 | 0.44872 | 0 | 17073.097 | 7.04 | 3.3871 | 0 | 0 | 0 | 0 | 52135.3849 | -35062.2878 | -50088.9826 | 0 | -1873997.1782 | -1873.9972 | -56931.5598 | -1856.7465
6 | 26 | 18 | 31.7 | 67.2032 | 0.2266 | 4989.0802 | 0.45037 | 0 | 4989.0802 | 6.16 | 3.1562 | 0 | 0 | 0 | 0 | 46580.7891 | -41591.7089 | -59416.727 | 0 | -1933413.9051 | -1933.4139 | -58736.625 | -1915.6162
6 | 26 | 19 | 29.4 | 3.2889 | 0.2312 | 249.1193 | 0.44691 | 0 | 249.1193 | 4.32 | 3.1273 | 0 | 0 | 0 | 0 | 37236.5335 | -36987.4142 | -52839.1631 | 0 | -1986253.0683 | -1986.2531 | -60341.8654 | -1967.969
6 | 26 | 20 | 27.2 | 0 | 0.2356 | 0 | 0.41759 | 0 | 0 | 2.56 | 2.8697 | 0 | 0 | 0 | 0 | 27148.2729 | -27148.2729 | -38783.2471 | 0 | -2025036.3153 | -2025.0363 | -61520.0906 | -2006.3952
6 | 26 | 21 | 26.7 | 0 | 0.2366 | 0 | 0.49198 | 0 | 0 | 2.16 | 2.7434 | 0 | 0 | 0 | 0 | 24516.8526 | -24516.8526 | -35024.0751 | 0 | -2060060.3905 | -2060.0604 | -62584.1131 | -2041.0969
6 | 26 | 22 | 27.2 | 0 | 0.2356 | 0 | 0.5367 | 0 | 0 | 2.56 | 1.6502 | 0 | 0 | 0 | 0 | 21051.2044 | -21051.2044 | -30073.1492 | 0 | -2090133.5397 | -2090.1335 | -63497.7278 | -2070.8932
6 | 26 | 23 | 26.7 | 0 | 0.2366 | 0 | 0.57649 | 0 | 0 | 2.16 | 1.237 | 0 | 0 | 0 | 0 | 16984.7771 | -16984.7771 | -24263.9673 | 0 | -2114397.507 | -2114.3975 | -64234.861 | -2094.9338
6 | 27 | 0 | 25.6 | 0 | 0.2388 | 0 | 0.58848 | 0 | 0 | 1.28 | 1.6446 | 0 | 0 | 0 | 0 | 14623.0148 | -14623.0148 | -20890.0211 | 0 | -2135287.5281 | -2135.2875 | -64869.4945 | -2115.6315
6 | 27 | 1 | 26.1 | 0 | 0.2378 | 0 | 0.55317 | 0 | 0 | 1.68 | 2.0015 | 0 | 0 | 0 | 0 | 18407.6879 | -18407.6879 | -26296.697 | 0 | -2161584.2251 | -2161.5842 | -65668.3815 | -2141.6862
6 | 27 | 2 | 23.3 | 0 | 0.24 | 0 | 0.51999 | 0 | 0 | 0 | 3.6836 | 0 | 0 | 0 | 0 | 18417.8238 | -18417.8238 | -26311.1768 | 0 | -2187895.4019 | -2187.8954 | -66467.7084 | -2167.7552
6 | 27 | 3 | 22.2 | 0 | 0.24 | 0 | 0.48443 | 0 | 0 | 0 | 3.3414 | 0 | 0 | 0 | 0 | 16706.7662 | -16706.7662 | -23866.8088 | 0 | -2211762.2107 | -2211.7622 | -67192.776 | -2191.4023
6 | 27 | 4 | 21.7 | 0 | 0.24 | 0 | 0.46303 | 0 | 0 | 0 | 2.9343 | 0 | 0 | 0 | 0 | 14671.7484 | -14671.7484 | -20959.6405 | 0 | -2232721.8513 | -2232.7219 | -67829.5246 | -2212.169
6 | 27 | 5 | 21.7 | -11.9648 | 0.24 | -940.781 | 0.45279 | 0 | -940.781 | 0 | 2.442 | 0 | 0 | 0 | 0 | 12210.1069 | -13150.8878 | -18786.9826 | 0 | -2251508.8339 | -2251.5088 | -68400.2684 | -2230.783
6 | 27 | 6 | 22.2 | 56.9414 | 0.24 | 4477.2314 | 0.42426 | 0 | 4477.2314 | 0 | 2.1819 | 0 | 0 | 0 | 0 | 10909.7031 | -6432.4717 | -9189.2452 | 0 | -2260698.0791 | -2260.6981 | -68679.4353 | -2239.8877
6 | 27 | 7 | 23.3 | 213.7766 | 0.24 | 16808.9986 | 0.38551 | 0 | 16808.9986 | 0 | 2.1509 | 0 | 0 | 0 | 0 | 10754.5672 | 6054.4314 | 0 | 4238.102 | -2256459.9771 | -2256.46 | -68550.6828 | -2235.6886
6 | 27 | 8 | 25 | 410.1764 | 0.24 | 32251.6794 | 0.48434 | 0 | 32251.6794 | 0.8 | 1.5076 | 0 | 0 | 0 | 0 | 11537.8592 | 20713.8202 | 0 | 14499.6741 | -2241960.303 | -2241.9603 | -68110.1864 | -2221.3224
6 | 27 | 9 | 27.2 | 571.6007 | 0.2356 | 44120.2994 | 0.47502 | 0 | 44120.2994 | 2.56 | 0.24033 | 0 | 0 | 0 | 0 | 14001.6472 | 30118.6521 | 0 | 21083.0565 | -2220877.2465 | -2220.8772 | -67469.6885 | -2200.4334
6 | 27 | 10 | 25.6 | 740.1008 | 0.2388 | 57902.2752 | 0.39958 | 0 | 57902.2752 | 1.28 | 1.6829 | 0 | 0 | 0 | 0 | 14814.6532 | 43087.6219 | 0 | 30161.3354 | -2190715.9111 | -2190.7159 | -66553.3948 | -2170.5497
6 | 27 | 11 | 25.6 | 876.2341 | 0.2388 | 68552.7482 | 0.32881 | 0 | 68552.7482 | 1.28 | 2.3822 | 0 | 0 | 0 | 0 | 18310.9142 | 50241.834 | 0 | 35169.2838 | -2155546.6273 | -2155.5466 | -65484.9608 | -2135.7042
6 | 27 | 12 | 26.1 | 902.7414 | 0.2378 | 70330.8127 | 0.3425 | 0 | 70330.8127 | 1.68 | 2.9488 | 0 | 0 | 0 | 0 | 23143.8953 | 47186.9174 | 0 | 33030.8422 | -2122515.7851 | -2122.5158 | -64481.4922 | -2102.9774
6 | 27 | 13 | 25.6 | 851.369 | 0.2388 | 66607.4094 | 0.34466 | 0 | 66607.4094 | 1.28 | 5.2809 | 0 | 0 | 0 | 0 | 32804.7126 | 33802.6969 | 0 | 23661.8878 | -2098853.8973 | -2098.8539 | -63762.65 | -2079.5333
6 | 27 | 14 | 26.7 | 749.5574 | 0.2366 | 58101.8581 | 0.33771 | 0 | 58101.8581 | 2.16 | 7.2366 | 0 | 0 | 0 | 0 | 46983.0386 | 11118.8195 | 0 | 7783.1736 | -2091070.7236 | -2091.0707 | -63526.1992 | -2071.8218
6 | 27 | 15 | 26.7 | 609.2739 | 0.2366 | 47227.8025 | 0.34022 | 0 | 47227.8025 | 2.16 | 8.8982 | 0 | 0 | 0 | 0 | 55290.7935 | -8062.9909 | -11518.5585 | 0 | -2102589.2821 | -2102.5893 | -63876.1301 | -2083.2343
6 | 27 | 16 | 26.1 | 431.5405 | 0.2378 | 33620.469 | 0.3372 | 0 | 33620.469 | 1.68 | 9.623 | 0 | 0 | 0 | 0 | 56515.2216 | -22894.7526 | -32706.7894 | 0 | -2135296.0715 | -2135.2961 | -64869.7541 | -2115.64
6 | 27 | 17 | 25 | 239.0118 | 0.24 | 18793.2128 | 0.34599 | 0 | 18793.2128 | 0.8 | 9.0857 | 0 | 0 | 0 | 0 | 49428.6589 | -30635.446 | -43764.9229 | 0 | -2179060.9944 | -2179.061 | -66199.3213 | -2159.0021
6 | 27 | 18 | 24.4 | 69.9794 | 0.24 | 5502.3994 | 0.37916 | 0 | 5502.3994 | 0.32 | 8.1431 | 0 | 0 | 0 | 0 | 42315.6738 | -36813.2744 | -52590.3919 | 0 | -2231651.3864 | -2231.6514 | -67797.0041 | -2211.1083
6 | 27 | 19 | 23.3 | 1.318 | 0.24 | 103.6313 | 0.3997 | 0 | 103.6313 | 0 | 6.7883 | 0 | 0 | 0 | 0 | 33941.6788 | -33838.0475 | -48340.0679 | 0 | -2279991.4542 | -2279.9915 | -69265.5632 | -2259.0034
6 | 27 | 20 | 21.7 | 0 | 0.24 | 0 | 0.41912 | 0 | 0 | 0 | 5.2144 | 0 | 0 | 0 | 0 | 26071.9547 | -26071.9547 | -37245.6495 | 0 | -2317237.1037 | -2317.2371 | -70397.0766 | -2295.9062
6 | 27 | 21 | 20.6 | 0 | 0.24 | 0 | 0.47835 | 0 | 0 | 0 | 4.4355 | 0 | 0 | 0 | 0 | 22177.5876 | -22177.5876 | -31682.268 | 0 | -2348919.3717 | -2348.9194 | -71359.5759 | -2327.2968
6 | 27 | 22 | 20.6 | 0 | 0.24 | 0 | 0.51854 | 0 | 0 | 0 | 3.6735 | 0 | 0 | 0 | 0 | 18367.6327 | -18367.6327 | -26239.4753 | 0 | -2375158.8471 | -2375.1588 | -72156.7245 | -2353.2948
6 | 27 | 23 | 20 | 0 | 0.24 | 0 | 0.54004 | 0 | 0 | 0 | 3.0062 | 0 | 0 | 0 | 0 | 15031.0705 | -15031.0705 | -21472.9578 | 0 | -2396631.8049 | -2396.6318 | -72809.0675 | -2374.5701
6 | 28 | 0 | 18.9 | 0 | 0.24 | 0 | 0.52896 | 0 | 0 | 0 | 2.573 | 0 | 0 | 0 | 0 | 12864.8716 | -12864.8716 | -18378.388 | 0 | -2415010.1928 | -2415.0102 | -73367.3983 | -2392.7793
6 | 28 | 1 | 18.3 | 0 | 0.24 | 0 | 0.53416 | 0 | 0 | 0 | 3.0575 | 0 | 0 | 0 | 0 | 15287.7291 | -15287.7291 | -21839.613 | 0 | -2436849.8058 | -2436.8498 | -74030.8802 | -2414.4179
6 | 28 | 2 | 17.8 | 0 | 0.24 | 0 | 0.52867 | 0 | 0 | 0 | 3.2553 | 0 | 0 | 0 | 0 | 16276.7204 | -16276.7204 | -23252.4577 | 0 | -2460102.2635 | -2460.1023 | -74737.284 | -2437.4563
6 | 28 | 3 | 17.2 | 0 | 0.24 | 0 | 0.5054 | 0 | 0 | 0 | 2.8488 | 0 | 0 | 0 | 0 | 14243.984 | -14243.984 | -20348.5485 | 0 | -2480450.8121 | -2480.4508 | -75355.4677 | -2457.6175
6 | 28 | 4 | 17.8 | 0 | 0.24 | 0 | 0.48476 | 0 | 0 | 0 | 2.4274 | 0 | 0 | 0 | 0 | 12137.1017 | -12137.1017 | -17338.7168 | 0 | -2497789.5288 | -2497.7895 | -75882.2135 | -2474.7966
6 | 28 | 5 | 16.7 | -7.8524 | 0.24 | -617.4238 | 0.4566 | 0 | -617.4238 | 0 | 2.4913 | 0 | 0 | 0 | 0 | 12456.4992 | -13073.9229 | -18677.0327 | 0 | -2516466.5616 | -2516.4666 | -76449.6171 | -2493.3017
6 | 28 | 6 | 19.4 | 62.1145 | 0.24 | 4883.9885 | 0.41231 | 0 | 4883.9885 | 0 | 2.2538 | 0 | 0 | 0 | 0 | 11269.0252 | -6385.0367 | -9121.481 | 0 | -2525588.0426 | -2525.588 | -76726.7253 | -2502.3392
6 | 28 | 7 | 20.6 | 212.6459 | 0.24 | 16720.0914 | 0.34677 | 0 | 16720.0914 | 0 | 2.1299 | 0 | 0 | 0 | 0 | 10649.6224 | 6070.4691 | 0 | 4249.3284 | -2521338.7143 | -2521.3387 | -76597.6318 | -2498.129
6 | 28 | 8 | 23.3 | 404.9185 | 0.24 | 31838.257 | 0.43418 | 0 | 31838.257 | 0 | 2.0341 | 0 | 0 | 0 | 0 | 10170.5262 | 21667.7307 | 0 | 15167.4115 | -2506171.3028 | -2506.1713 | -76136.8497 | -2483.1012
6 | 28 | 9 | 25 | 599.9838 | 0.24 | 47176.0082 | 0.41532 | 0 | 47176.0082 | 0.8 | 1.6353 | 0 | 0 | 0 | 0 | 12176.654 | 34999.3542 | 0 | 24499.5479 | -2481671.7548 | -2481.6718 | -75392.5596 | -2458.8272
6 | 28 | 10 | 26.7 | 720.4041 | 0.2366 | 55842.0447 | 0.37803 | 0 | 55842.0447 | 2.16 | 0.96456 | 0 | 0 | 0 | 0 | 15622.7753 | 40219.2694 | 0 | 28153.4886 | -2453518.2663 | -2453.5183 | -74537.2638 | -2430.9329
6 | 28 | 11 | 28.3 | 857.6724 | 0.2334 | 65583.2115 | 0.34549 | 0 | 65583.2115 | 3.44 | 0.8511 | 0 | 0 | 0 | 0 | 21455.5169 | 44127.6945 | 0 | 30889.3862 | -2422628.8801 | -2422.6289 | -73598.8521 | -2400.3278
6 | 28 | 12 | 29.4 | 914.1451 | 0.2312 | 69242.6021 | 0.31849 | 0 | 69242.6021 | 4.32 | 2.2503 | 0 | 0 | 0 | 0 | 32851.6633 | 36390.9388 | 0 | 25473.6572 | -2397155.2229 | -2397.1552 | -72824.9688 | -2375.0887
6 | 28 | 13 | 30.6 | 846.1445 | 0.2288 | 63426.5295 | 0.32335 | 0 | 63426.5295 | 5.28 | 2.5937 | 0 | 0 | 0 | 0 | 39368.7488 | 24057.7807 | 0 | 16840.4465 | -2380314.7764 | -2380.3148 | -72313.3603 | -2358.4032
6 | 28 | 14 | 31.1 | 537.3258 | 0.2278 | 40101.608 | 0.33372 | 0 | 40101.608 | 5.68 | 2.8811 | 0 | 0 | 0 | 0 | 42805.5069 | -2703.8989 | -3862.7128 | 0 | -2384177.4892 | -2384.1775 | -72430.7085 | -2362.2304
6 | 28 | 15 | 30.6 | 569.1399 | 0.2288 | 42662.4184 | 0.3637 | 0 | 42662.4184 | 5.28 | 4.5345 | 0 | 0 | 0 | 0 | 49072.7267 | -6410.3082 | -9157.5832 | 0 | -2393335.0724 | -2393.3351 | -72708.9136 | -2371.3037
6 | 28 | 16 | 30.6 | 361.0614 | 0.2288 | 27064.966 | 0.39469 | 0 | 27064.966 | 5.28 | 4.3924 | 0 | 0 | 0 | 0 | 48362.0674 | -21297.1014 | -30424.4306 | 0 | -2423759.503 | -2423.7595 | -73633.2001 | -2401.448
6 | 28 | 17 | 30 | 220.1662 | 0.23 | 16590.0918 | 0.41436 | 0 | 16590.0918 | 4.8 | 3.5949 | 0 | 0 | 0 | 0 | 41974.5707 | -25384.4789 | -36263.5413 | 0 | -2460023.0443 | -2460.023 | -74734.8773 | -2437.3778
6 | 28 | 18 | 28.9 | 65.226 | 0.2322 | 4961.9596 | 0.42828 | 0 | 4961.9596 | 3.92 | 3.5944 | 0 | 0 | 0 | 0 | 37572.087 | -32610.1274 | -46585.8963 | 0 | -2506608.9406 | -2506.6089 | -76150.145 | -2483.5348
6 | 28 | 19 | 25 | 3.7512 | 0.24 | 294.9553 | 0.44403 | 0 | 294.9553 | 0.8 | 5.2162 | 0 | 0 | 0 | 0 | 30081.1605 | -29786.2052 | -42551.7217 | 0 | -2549160.6623 | -2549.1607 | -77442.8556 | -2525.6949
6 | 28 | 20 | 23.9 | 0 | 0.24 | 0 | 0.44738 | 0 | 0 | 0 | 4.1713 | 0 | 0 | 0 | 0 | 20856.6512 | -20856.6512 | -29795.2159 | 0 | -2578955.8782 | -2578.9559 | -78348.0267 | -2555.2158
6 | 28 | 21 | 23.3 | 0 | 0.24 | 0 | 0.52176 | 0 | 0 | 0 | 3.3489 | 0 | 0 | 0 | 0 | 16744.4094 | -16744.4094 | -23920.5849 | 0 | -2602876.4631 | -2602.8765 | -79074.728 | -2578.9162
6 | 28 | 22 | 22.8 | 0 | 0.24 | 0 | 0.57702 | 0 | 0 | 0 | 2.526 | 0 | 0 | 0 | 0 | 12629.8863 | -12629.8863 | -18042.6948 | 0 | -2620919.1579 | -2620.9192 | -79622.8605 | -2596.7928
6 | 28 | 23 | 22.2 | 0 | 0.24 | 0 | 0.5939 | 0 | 0 | 0 | 1.9349 | 0 | 0 | 0 | 0 | 9674.3195 | -9674.3195 | -13820.4565 | 0 | -2634739.6144 | -2634.7396 | -80042.7225 | -2610.486
6 | 29 | 0 | 21.7 | 0 | 0.24 | 0 | 0.59364 | 0 | 0 | 0 | 1.6686 | 0 | 0 | 0 | 0 | 8343.1167 | -8343.1167 | -11918.7382 | 0 | -2646658.3526 | -2646.6584 | -80404.8107 | -2622.295
6 | 29 | 1 | 19.4 | 0 | 0.24 | 0 | 0.57292 | 0 | 0 | 0 | 2.3282 | 0 | 0 | 0 | 0 | 11640.895 | -11640.895 | -16629.8501 | 0 | -2663288.2027 | -2663.2882 | -80910.0213 | -2638.7718
6 | 29 | 2 | 20.6 | 0 | 0.24 | 0 | 0.55817 | 0 | 0 | 0 | 2.547 | 0 | 0 | 0 | 0 | 12734.8312 | -12734.8312 | -18192.616 | 0 | -2681480.8186 | -2681.4808 | -81462.7084 | -2656.797
6 | 29 | 3 | 18.9 | 0 | 0.24 | 0 | 0.53451 | 0 | 0 | 0 | 2.4509 | 0 | 0 | 0 | 0 | 12254.5944 | -12254.5944 | -17506.5634 | 0 | -2698987.382 | -2698.9874 | -81994.5534 | -2674.1424
6 | 29 | 4 | 17.2 | 0 | 0.24 | 0 | 0.51018 | 0 | 0 | 0 | 2.1678 | 0 | 0 | 0 | 0 | 10838.9794 | -10838.9794 | -15484.2563 | 0 | -2714471.6383 | -2714.4716 | -82464.9612 | -2689.4841
6 | 29 | 5 | 16.7 | 1.4753 | 0.24 | 115.9977 | 0.48884 | 0 | 115.9977 | 0 | 2.0631 | 0 | 0 | 0 | 0 | 10315.3958 | -10199.3981 | -14570.5687 | 0 | -2729042.207 | -2729.0422 | -82907.6114 | -2703.9205
6 | 29 | 6 | 20.6 | 74.044 | 0.24 | 5821.9921 | 0.4635 | 0 | 5821.9921 | 0 | 1.9946 | 0 | 0 | 0 | 0 | 9973.1843 | -4151.1922 | -5930.2745 | 0 | -2734972.4816 | -2734.9725 | -83087.7716 | -2709.7962
6 | 29 | 7 | 23.9 | 202.3707 | 0.24 | 15912.1667 | 0.42968 | 0 | 15912.1667 | 0 | 2.0243 | 0 | 0 | 0 | 0 | 10121.4759 | 5790.6908 | 0 | 4053.4835 | -2730918.998 | -2730.919 | -82964.6278 | -2705.78
6 | 29 | 8 | 26.1 | 191.0344 | 0.2378 | 14883.1122 | 0.45584 | 0 | 14883.1122 | 1.68 | 0.9984 | 0 | 0 | 0 | 0 | 13392.0078 | 1491.1043 | 0 | 1043.773 | -2729875.225 | -2729.8752 | -82932.9182 | -2704.7459
6 | 29 | 9 | 27.8 | 169.0371 | 0.2344 | 12981.059 | 0.44016 | 0 | 12981.059 | 3.04 | 0 | 0 | 0 | 0 | 0 | 15200 | -2218.941 | -3169.9157 | 0 | -2733045.1407 | -2733.0451 | -83029.2195 | -2707.8866
6 | 29 | 10 | 29.4 | 188.2672 | 0.2312 | 14260.4394 | 0.38692 | 0 | 14260.4394 | 4.32 | 0 | 0 | 0 | 0 | 0 | 21600 | -7339.5606 | -10485.0866 | 0 | -2743530.2273 | -2743.5302 | -83347.7537 | -2718.2752
6 | 29 | 11 | 31.1 | 255.6054 | 0.2278 | 19076.3013 | 0.34098 | 0 | 19076.3013 | 5.68 | 0 | 0 | 0 | 0 | 0 | 28400 | -9323.6987 | -13319.5696 | 0 | -2756849.7969 | -2756.8498 | -83752.3989 | -2731.4721
6 | 29 | 12 | 31.7 | 465.5843 | 0.2266 | 34564.3731 | 0.32434 | 0 | 34564.3731 | 6.16 | 1.1914 | 0 | 0 | 0 | 0 | 36757.0372 | -2192.6641 | -3132.3773 | 0 | -2759982.1742 | -2759.9822 | -83847.5597 | -2734.5757
6 | 29 | 13 | 32.2 | 404.4781 | 0.2256 | 29895.4114 | 0.30061 | 0 | 29895.4114 | 6.56 | 1.494 | 0 | 0 | 0 | 0 | 40270.2225 | -10374.8111 | -14821.1587 | 0 | -2774803.3329 | -2774.8033 | -84297.8228 | -2749.2604
6 | 29 | 14 | 32.8 | 698.1147 | 0.2244 | 51323.9485 | 0.30919 | 0 | 51323.9485 | 7.04 | 1.9131 | 0 | 0 | 0 | 0 | 44765.2895 | 6558.6589 | 0 | 4591.0612 | -2770212.2716 | -2770.2123 | -84158.3475 | -2744.7116
6 | 29 | 15 | 32.8 | 370.3735 | 0.2244 | 27229.0938 | 0.32074 | 0 | 27229.0938 | 7.04 | 2.8765 | 0 | 0 | 0 | 0 | 49582.487 | -22353.3932 | -31933.4189 | 0 | -2802145.6905 | -2802.1457 | -85128.4767 | -2776.3511
6 | 29 | 16 | 32.8 | 416.8747 | 0.2244 | 30647.7657 | 0.33921 | 0 | 30647.7657 | 7.04 | 3.0132 | 0 | 0 | 0 | 0 | 50265.7693 | -19618.0036 | -28025.7194 | 0 | -2830171.4098 | -2830.1714 | -85979.8909 | -2804.1188
6 | 29 | 17 | 32.2 | 239.2503 | 0.2256 | 17683.2476 | 0.34697 | 0 | 17683.2476 | 6.56 | 2.8474 | 0 | 0 | 0 | 0 | 47036.8849 | -29353.6373 | -41933.7675 | 0 | -2872105.1774 | -2872.1052 | -87253.8282 | -2845.6666
6 | 29 | 18 | 30.6 | 47.6889 | 0.2288 | 3574.7332 | 0.38136 | 0 | 3574.7332 | 5.28 | 3.6991 | 0 | 0 | 0 | 0 | 44895.4648 | -41320.7316 | -59029.6166 | 0 | -2931134.794 | -2931.1348 | -89047.133 | -2904.1528
6 | 29 | 19 | 27.8 | 4.1111 | 0.2344 | 315.7092 | 0.41127 | 0 | 315.7092 | 3.04 | 4.1967 | 0 | 0 | 0 | 0 | 36183.3461 | -35867.6369 | -51239.4812 | 0 | -2982374.2752 | -2982.3743 | -90603.7754 | -2954.9206
6 | 29 | 20 | 25.6 | 0 | 0.2388 | 0 | 0.42386 | 0 | 0 | 1.28 | 3.8044 | 0 | 0 | 0 | 0 | 25422.0695 | -25422.0695 | -36317.2421 | 0 | -3018691.5173 | -3018.6915 | -91707.0841 | -2990.9035
6 | 29 | 21 | 25 | 0 | 0.24 | 0 | 0.45712 | 0 | 0 | 0.8 | 3.7009 | 0 | 0 | 0 | 0 | 22504.5975 | -22504.5975 | -32149.4251 | 0 | -3050840.9424 | -3050.8409 | -92683.7755 | -3022.757
6 | 29 | 22 | 22.8 | 0 | 0.24 | 0 | 0.46951 | 0 | 0 | 0 | 3.7082 | 0 | 0 | 0 | 0 | 18541.0199 | -18541.0199 | -26487.1713 | 0 | -3077328.1137 | -3077.3281 | -93488.449 | -3049.0004
6 | 29 | 23 | 23.9 | 0 | 0.24 | 0 | 0.46327 | 0 | 0 | 0 | 2.9542 | 0 | 0 | 0 | 0 | 14770.9897 | -14770.9897 | -21101.4139 | 0 | -3098429.5275 | -3098.4295 | -94129.5046 | -3069.9075
6 | 30 | 0 | 21.1 | 0 | 0.24 | 0 | 0.4405 | 0 | 0 | 0 | 2.5023 | 0 | 0 | 0 | 0 | 12511.253 | -12511.253 | -17873.2186 | 0 | -3116302.7461 | -3116.3027 | -94672.4885 | -3087.6162
6 | 30 | 1 | 18.9 | 0 | 0.24 | 0 | 0.44691 | 0 | 0 | 0 | 2.7338 | 0 | 0 | 0 | 0 | 13669.0686 | -13669.0686 | -19527.2409 | 0 | -3135829.987 | -3135.83 | -95265.7211 | -3106.9637
6 | 30 | 2 | 19.4 | 0 | 0.24 | 0 | 0.4144 | 0 | 0 | 0 | 3.0347 | 0 | 0 | 0 | 0 | 15173.6586 | -15173.6586 | -21676.6551 | 0 | -3157506.6422 | -3157.5066 | -95924.2524 | -3128.4408
6 | 30 | 3 | 18.9 | 0 | 0.24 | 0 | 0.39261 | 0 | 0 | 0 | 2.7423 | 0 | 0 | 0 | 0 | 13711.2747 | -13711.2747 | -19587.5353 | 0 | -3177094.1775 | -3177.0942 | -96519.3168 | -3147.848
6 | 30 | 4 | 19.4 | 0 | 0.24 | 0 | 0.35026 | 0 | 0 | 0 | 2.6131 | 0 | 0 | 0 | 0 | 13065.6357 | -13065.6357 | -18665.1938 | 0 | -3195759.3713 | -3195.7594 | -97086.3606 | -3166.3414
6 | 30 | 5 | 21.1 | 2.4667 | 0.24 | 193.951 | 0.33613 | 0 | 193.951 | 0 | 2.4315 | 0 | 0 | 0 | 0 | 12157.6344 | -11963.6834 | -17090.9763 | 0 | -3212850.3475 | -3212.8503 | -97605.5802 | -3183.2751
6 | 30 | 6 | 22.8 | 36.1778 | 0.24 | 2844.6153 | 0.33927 | 0 | 2844.6153 | 0 | 2.5572 | 0 | 0 | 0 | 0 | 12786.1629 | -9941.5477 | -14202.211 | 0 | -3227052.5585 | -3227.0526 | -98037.0398 | -3197.3465
6 | 30 | 7 | 25 | 231.0457 | 0.24 | 18166.849 | 0.32327 | 0 | 18166.849 | 0.8 | 1.3221 | 0 | 0 | 0 | 0 | 10610.466 | 7556.383 | 0 | 5289.4681 | -3221763.0904 | -3221.7631 | -97876.3471 | -3192.1058
6 | 30 | 8 | 27.8 | 267.0794 | 0.2344 | 20510.1335 | 0.35812 | 0 | 20510.1335 | 3.04 | 0 | 0 | 0 | 0 | 0 | 15200 | 5310.1335 | 0 | 3717.0934 | -3218045.997 | -3218.046 | -97763.4227 | -3188.4229
6 | 30 | 9 | 29.4 | 123.3333 | 0.2312 | 9341.9751 | 0.39433 | 0 | 9341.9751 | 4.32 | 0 | 0 | 0 | 0 | 0 | 21600 | -12258.0249 | -17511.4642 | 0 | -3235557.4611 | -3235.5575 | -98295.4165 | -3205.7732
6 | 30 | 10 | 30.6 | 144.6889 | 0.2288 | 10845.8009 | 0.38219 | 0 | 10845.8009 | 5.28 | 0 | 0 | 0 | 0 | 0 | 26400 | -15554.1991 | -22220.2844 | 0 | -3257777.7455 | -3257.7777 | -98970.4632 | -3227.7889
6 | 30 | 11 | 32.8 | 239.7815 | 0.2244 | 17628.2419 | 0.3512 | 0 | 17628.2419 | 7.04 | 0 | 0 | 0 | 0 | 0 | 35200 | -17571.7581 | -25102.5116 | 0 | -3282880.2571 | -3282.8803 | -99733.0711 | -3252.6603
6 | 30 | 12 | 33.9 | 159.1214 | 0.2222 | 11583.5856 | 0.31832 | 0 | 11583.5856 | 7.92 | 0 | 0 | 0 | 0 | 0 | 39600 | -28016.4144 | -40023.4491 | 0 | -3322903.7063 | -3322.9037 | -100948.9734 | -3292.3154
6 | 30 | 13 | 35 | 263.326 | 0.22 | 18979.5897 | 0.29781 | 0 | 18979.5897 | 8.8 | 0 | 0 | 0 | 0 | 0 | 44000 | -25020.4103 | -35743.4432 | 0 | -3358647.1495 | -3358.6471 | -102034.8501 | -3327.7298
6 | 30 | 14 | 35.6 | 147.9704 | 0.2188 | 10607.0031 | 0.29219 | 0 | 10607.0031 | 9.28 | 0 | 0 | 0 | 0 | 0 | 46400 | -35792.9969 | -51132.8528 | 0 | -3409780.0023 | -3409.78 | -103588.2532 | -3378.3919
6 | 30 | 15 | 35.6 | 129.592 | 0.2188 | 9289.5749 | 0.30953 | 0 | 9289.5749 | 9.28 | 1.2688 | 0 | 0 | 0 | 0 | 52743.9349 | -43454.36 | -62077.6572 | 0 | -3471857.6594 | -3471.8577 | -105474.1567 | -3439.8981
6 | 30 | 16 | 35.6 | 226.0909 | 0.2188 | 16206.9332 | 0.34891 | 0 | 16206.9332 | 9.28 | 2.0935 | 0 | 0 | 0 | 0 | 56867.5837 | -40660.6505 | -58086.6435 | 0 | -3529944.3029 | -3529.9443 | -107238.8143 | -3497.4501
6 | 30 | 17 | 34.4 | 146.5709 | 0.2212 | 10621.9271 | 0.36968 | 0 | 10621.9271 | 8.32 | 2.3307 | 0 | 0 | 0 | 0 | 53253.5925 | -42631.6654 | -60902.3792 | 0 | -3590846.6822 | -3590.8467 | -109089.0131 | -3557.7918
6 | 30 | 18 | 33.3 | 67.6223 | 0.2234 | 4949.2954 | 0.40318 | 0 | 4949.2954 | 7.44 | 2.3886 | 0 | 0 | 0 | 0 | 49143.1293 | -44193.8339 | -63134.0485 | 0 | -3653980.7306 | -3653.9807 | -111007.0095 | -3620.3447
6 | 30 | 19 | 31.7 | 3.2889 | 0.2266 | 244.1628 | 0.41929 | 0 | 244.1628 | 6.16 | 1.9977 | 0 | 0 | 0 | 0 | 40788.2888 | -40544.126 | -57920.18 | 0 | -3711900.9106 | -3711.9009 | -112766.6099 | -3677.7317
6 | 30 | 20 | 26.7 | 0 | 0.2366 | 0 | 0.45991 | 0 | 0 | 2.16 | 3.6445 | 0 | 0 | 0 | 0 | 29022.6375 | -29022.6375 | -41460.9108 | 0 | -3753361.8214 | -3753.3618 | -114026.1819 | -3718.811
6 | 30 | 21 | 25.7 | 0 | 0.2386 | 0 | 0.476 | 0 | 0 | 1.36 | 3.65 | 0 | 0 | 0 | 0 | 25049.9343 | -25049.9343 | -35785.6204 | 0 | -3789147.4417 | -3789.1474 | -115113.34 | -3754.2672
6 | 30 | 22 | 24.8 | 0 | 0.24 | 0 | 0.51329 | 0 | 0 | 0.64 | 3.444 | 0 | 0 | 0 | 0 | 20419.9195 | -20419.9195 | -29171.3135 | 0 | -3818318.7553 | -3818.3188 | -115999.5571 | -3783.17
6 | 30 | 23 | 23.8 | 0 | 0.24 | 0 | 0.51817 | 0 | 0 | 0 | 3.5369 | 0 | 0 | 0 | 0 | 17684.3504 | -17684.3504 | -25263.3577 | 0 | -3843582.113 | -3843.5821 | -116767.0515 | -3808.2008
7 | 1 | 0 | 22.9 | 0 | 0.24 | 0 | 0.51667 | 0 | 0 | 0 | 3.7506 | 0 | 0 | 0 | 0 | 18753.191 | -18753.191 | -26790.2729 | 0 | -3870372.3859 | -3870.3724 | -117580.9332 | -3834.7444
7 | 1 | 1 | 21.9 | 0 | 0.24 | 0 | 0.52126 | 0 | 0 | 0 | 3.7312 | 0 | 0 | 0 | 0 | 18656.2311 | -18656.2311 | -26651.7587 | 0 | -3897024.1447 | -3897.0241 | -118390.6069 | -3861.1508
7 | 1 | 2 | 21 | 0 | 0.24 | 0 | 0.50652 | 0 | 0 | 0 | 3.2097 | 0 | 0 | 0 | 0 | 16048.5794 | -16048.5794 | -22926.542 | 0 | -3919950.6866 | -3919.9507 | -119087.1095 | -3883.8663
7 | 1 | 3 | 20 | 0 | 0.24 | 0 | 0.47621 | 0 | 0 | 0 | 2.9047 | 0 | 0 | 0 | 0 | 14523.4567 | -14523.4567 | -20747.7953 | 0 | -3940698.4819 | -3940.6985 | -119717.4222 | -3904.4231
7 | 1 | 4 | 18.9 | 0 | 0.24 | 0 | 0.44585 | 0 | 0 | 0 | 2.5823 | 0 | 0 | 0 | 0 | 12911.6405 | -12911.6405 | -18445.2007 | 0 | -3959143.6826 | -3959.1437 | -120277.7828 | -3922.6985
7 | 1 | 5 | 19.4 | -9.523 | 0.24 | -748.7844 | 0.42583 | 0 | -748.7844 | 0 | 2.3236 | 0 | 0 | 0 | 0 | 11618.0809 | -12366.8654 | -17666.9505 | 0 | -3976810.6331 | -3976.8106 | -120814.5002 | -3940.2029
7 | 1 | 6 | 20.6 | 59.1713 | 0.24 | 4652.5688 | 0.41846 | 0 | 4652.5688 | 0 | 2.5294 | 0 | 0 | 0 | 0 | 12646.9969 | -7994.4281 | -11420.6116 | 0 | -3988231.2447 | -3988.2312 | -121161.4555 | -3951.5183
7 | 1 | 7 | 21.7 | 220.9926 | 0.24 | 17376.3791 | 0.35133 | 0 | 17376.3791 | 0 | 2.6654 | 0 | 0 | 0 | 0 | 13326.8571 | 4049.5219 | 0 | 2834.6654 | -3985396.5794 | -3985.3966 | -121075.3391 | -3948.7098
7 | 1 | 8 | 24.4 | 408.6701 | 0.24 | 32133.242 | 0.35398 | 0 | 32133.242 | 0.32 | 2.5646 | 0 | 0 | 0 | 0 | 14423.1538 | 17710.0881 | 0 | 12397.0617 | -3972999.5177 | -3972.9995 | -120698.7195 | -3936.4268
7 | 1 | 9 | 25.6 | 606.2461 | 0.2388 | 47430.0605 | 0.34871 | 0 | 47430.0605 | 1.28 | 1.8424 | 0 | 0 | 0 | 0 | 15612.006 | 31818.0544 | 0 | 22272.6381 | -3950726.8796 | -3950.7269 | -120022.0824 | -3914.3592
7 | 1 | 10 | 26.7 | 772.3229 | 0.2366 | 59866.5251 | 0.27991 | 0 | 59866.5251 | 2.16 | 1.7156 | 0 | 0 | 0 | 0 | 19377.9763 | 40488.5488 | 0 | 28341.9841 | -3922384.8954 | -3922.3849 | -119161.0601 | -3886.2781
7 | 1 | 11 | 27.8 | 878.0964 | 0.2344 | 67432.6471 | 0.23234 | 0 | 67432.6471 | 3.04 | 2.6565 | 0 | 0 | 0 | 0 | 28482.4463 | 38950.2009 | 0 | 27265.1406 | -3895119.7548 | -3895.1198 | -118332.752 | -3859.264
7 | 1 | 12 | 28.9 | 915.4136 | 0.2322 | 69638.5914 | 0.20472 | 0 | 69638.5914 | 3.92 | 4.0712 | 0 | 0 | 0 | 0 | 39956.1606 | 29682.4308 | 0 | 20777.7015 | -3874342.0532 | -3874.3421 | -117701.5307 | -3838.6775
7 | 1 | 13 | 30 | 861.3733 | 0.23 | 64906.7191 | 0.21502 | 0 | 64906.7191 | 4.8 | 5.1301 | 0 | 0 | 0 | 0 | 49650.375 | 15256.344 | 0 | 10679.4408 | -3863662.6124 | -3863.6626 | -117377.092 | -3828.0964
7 | 1 | 14 | 30.6 | 730.674 | 0.2288 | 54770.922 | 0.22678 | 0 | 54770.922 | 5.28 | 6.1692 | 0 | 0 | 0 | 0 | 57245.8784 | -2474.9564 | -3535.652 | 0 | -3867198.2644 | -3867.1983 | -117484.5042 | -3831.5995
7 | 1 | 15 | 30.6 | 614.0354 | 0.2288 | 46027.7591 | 0.24041 | 0 | 46027.7591 | 5.28 | 7.2129 | 0 | 0 | 0 | 0 | 62464.604 | -16436.8449 | -23481.207 | 0 | -3890679.4713 | -3890.6795 | -118197.8574 | -3854.8646
7 | 1 | 16 | 30.6 | 435.3899 | 0.2288 | 32636.5865 | 0.27402 | 0 | 32636.5865 | 5.28 | 7.4657 | 0 | 0 | 0 | 0 | 63728.5052 | -31091.9187 | -44417.0267 | 0 | -3935096.498 | -3935.0965 | -119547.2354 | -3898.8727
7 | 1 | 17 | 30 | 236.0318 | 0.23 | 17785.607 | 0.35581 | 0 | 17785.607 | 4.8 | 6.8427 | 0 | 0 | 0 | 0 | 58213.6478 | -40428.0409 | -57754.3441 | 0 | -3992850.8421 | -3992.8508 | -121301.7977 | -3956.0954
7 | 1 | 18 | 28.3 | 67.2308 | 0.2334 | 5140.9035 | 0.43028 | 0 | 5140.9035 | 3.44 | 6.032 | 0 | 0 | 0 | 0 | 47359.788 | -42218.8845 | -60312.6921 | 0 | -4053163.5343 | -4053.1635 | -123134.0821 | -4015.8529
7 | 1 | 19 | 27.2 | 3.2889 | 0.2356 | 253.8604 | 0.48497 | 0 | 253.8604 | 2.56 | 5.4299 | 0 | 0 | 0 | 0 | 39949.265 | -39695.4047 | -56707.7209 | 0 | -4109871.2552 | -4109.8713 | -124856.8483 | -4072.0386
7 | 1 | 20 | 26.1 | 0 | 0.2378 | 0 | 0.47969 | 0 | 0 | 1.68 | 4.9357 | 0 | 0 | 0 | 0 | 33078.2956 | -33078.2956 | -47254.708 | 0 | -4157125.9632 | -4157.126 | -126292.4343 | -4118.8583
7 | 1 | 21 | 25.6 | 0 | 0.2388 | 0 | 0.49424 | 0 | 0 | 1.28 | 4.7574 | 0 | 0 | 0 | 0 | 30186.7945 | -30186.7945 | -43123.9921 | 0 | -4200249.9553 | -4200.25 | -127602.5303 | -4161.5854
7 | 1 | 22 | 24.4 | 0 | 0.24 | 0 | 0.51031 | 0 | 0 | 0.32 | 5.2795 | 0 | 0 | 0 | 0 | 27997.544 | -27997.544 | -39996.4914 | 0 | -4240246.4467 | -4240.2464 | -128817.6136 | -4201.2137
7 | 1 | 23 | 23.9 | 0 | 0.24 | 0 | 0.52819 | 0 | 0 | 0 | 4.8491 | 0 | 0 | 0 | 0 | 24245.6859 | -24245.6859 | -34636.6941 | 0 | -4274883.1408 | -4274.8831 | -129869.8676 | -4235.5315
7 | 2 | 0 | 23.9 | 0 | 0.24 | 0 | 0.47572 | 0 | 0 | 0 | 4.2596 | 0 | 0 | 0 | 0 | 21298.104 | -21298.104 | -30425.8629 | 0 | -4305309.0037 | -4305.309 | -130794.1976 | -4265.6773
7 | 2 | 1 | 22.8 | 0 | 0.24 | 0 | 0.39968 | 0 | 0 | 0 | 3.8964 | 0 | 0 | 0 | 0 | 19482.1016 | -19482.1016 | -27831.5737 | 0 | -4333140.5773 | -4333.1406 | -131639.7137 | -4293.2527
7 | 2 | 2 | 22.8 | 0 | 0.24 | 0 | 0.36326 | 0 | 0 | 0 | 3.4189 | 0 | 0 | 0 | 0 | 17094.6059 | -17094.6059 | -24420.8656 | 0 | -4357561.4429 | -4357.5614 | -132381.6135 | -4317.4487
7 | 2 | 3 | 22.8 | 0 | 0.24 | 0 | 0.32669 | 0 | 0 | 0 | 3.1394 | 0 | 0 | 0 | 0 | 15697.2422 | -15697.2422 | -22424.6317 | 0 | -4379986.0746 | -4379.9861 | -133062.8681 | -4339.667
7 | 2 | 4 | 22.8 | 0 | 0.24 | 0 | 0.3515 | 0 | 0 | 0 | 2.6987 | 0 | 0 | 0 | 0 | 13493.4001 | -13493.4001 | -19276.2858 | 0 | -4399262.3604 | -4399.2624 | -133648.4768 | -4358.7658
7 | 2 | 5 | 22.2 | -6.8592 | 0.24 | -539.3324 | 0.33624 | 0 | -539.3324 | 0 | 2.5075 | 0 | 0 | 0 | 0 | 12537.4892 | -13076.8216 | -18681.1738 | 0 | -4417943.5342 | -4417.9435 | -134216.0061 | -4377.275
7 | 2 | 6 | 23.3 | 60.5062 | 0.24 | 4757.5295 | 0.31691 | 0 | 4757.5295 | 0 | 2.8465 | 0 | 0 | 0 | 0 | 14232.5769 | -9475.0474 | -13535.7821 | 0 | -4431479.3162 | -4431.4793 | -134627.2197 | -4390.6862
7 | 2 | 7 | 25.6 | 227.1547 | 0.2388 | 17771.5953 | 0.25485 | 0 | 17771.5953 | 1.28 | 1.5483 | 0 | 0 | 0 | 0 | 14141.6372 | 3629.958 | 0 | 2540.9706 | -4428938.3456 | -4428.9383 | -134550.0257 | -4388.1686
7 | 2 | 8 | 26.7 | 417.4657 | 0.2366 | 32359.8092 | 0.26741 | 0 | 32359.8092 | 2.16 | 0.8101 | 0 | 0 | 0 | 0 | 14850.518 | 17509.2912 | 0 | 12256.5038 | -4416681.8418 | -4416.6818 | -134177.6762 | -4376.0249
7 | 2 | 9 | 28.3 | 601.8126 | 0.2334 | 46018.5099 | 0.265 | 0 | 46018.5099 | 3.44 | 0 | 0 | 0 | 0 | 0 | 17200 | 28818.5099 | 0 | 20172.9569 | -4396508.8849 | -4396.5089 | -133564.8269 | -4356.0377
7 | 2 | 10 | 28.9 | 766.1938 | 0.2322 | 58286.9383 | 0.21961 | 0 | 58286.9383 | 3.92 | 0 | 0 | 0 | 0 | 0 | 19600 | 38686.9383 | 0 | 27080.8568 | -4369428.028 | -4369.428 | -132742.1173 | -4329.2061
7 | 2 | 11 | 30.6 | 870.5646 | 0.2288 | 65257.0525 | 0.19088 | 0 | 65257.0525 | 5.28 | 0 | 0 | 0 | 0 | 0 | 26400 | 38857.0525 | 0 | 27199.9368 | -4342228.0913 | -4342.2281 | -131915.7901 | -4302.2565
7 | 2 | 12 | 29.4 | 901.055 | 0.2312 | 68251.0808 | 0.18094 | 0 | 68251.0808 | 4.32 | 1.0727 | 0 | 0 | 0 | 0 | 26963.3438 | 41287.7369 | 0 | 28901.4159 | -4313326.6754 | -4313.3267 | -131037.7724 | -4273.6212
7 | 2 | 13 | 24.4 | 874.5087 | 0.24 | 68761.5692 | 0.21261 | 0 | 68761.5692 | 0.32 | 5.8556 | 0 | 0 | 0 | 0 | 30877.8242 | 37883.745 | 0 | 26518.6215 | -4286808.0539 | -4286.8081 | -130232.1434 | -4247.3467
7 | 2 | 14 | 28.9 | 776.364 | 0.2322 | 59060.6243 | 0.24914 | 0 | 59060.6243 | 3.92 | 4.6309 | 0 | 0 | 0 | 0 | 42754.3101 | 16306.3142 | 0 | 11414.42 | -4275393.634 | -4275.3936 | -129885.3762 | -4236.0373
7 | 2 | 15 | 31.7 | 603.2044 | 0.2266 | 44781.1087 | 0.26891 | 0 | 44781.1087 | 6.16 | 4.5871 | 0 | 0 | 0 | 0 | 53735.2911 | -8954.1825 | -12791.6892 | 0 | -4288185.3232 | -4288.1853 | -130273.9845 | -4248.7113
7 | 2 | 16 | 31.1 | 429.3174 | 0.2278 | 32040.7448 | 0.30496 | 0 | 32040.7448 | 5.68 | 6.1777 | 0 | 0 | 0 | 0 | 59288.6949 | -27247.9502 | -38925.6431 | 0 | -4327110.9663 | -4327.111 | -131456.5357 | -4287.2786
7 | 2 | 17 | 31.1 | 230.5601 | 0.2278 | 17207.1241 | 0.33973 | 0 | 17207.1241 | 5.68 | 5.4436 | 0 | 0 | 0 | 0 | 55617.9061 | -38410.782 | -54872.5457 | 0 | -4381983.512 | -4381.9835 | -133123.5497 | -4341.646
7 | 2 | 18 | 30 | 61.1389 | 0.23 | 4606.9724 | 0.38056 | 0 | 4606.9724 | 4.8 | 5.7237 | 0 | 0 | 0 | 0 | 52618.4896 | -48011.5171 | -68587.8816 | 0 | -4450571.3936 | -4450.5714 | -135207.2322 | -4409.6025
7 | 2 | 19 | 28.9 | 4.1111 | 0.2322 | 312.7461 | 0.40565 | 0 | 312.7461 | 3.92 | 4.556 | 0 | 0 | 0 | 0 | 42380.1588 | -42067.4128 | -60096.3039 | 0 | -4510667.6975 | -4510.6677 | -137032.9427 | -4469.1456
7 | 2 | 20 | 28.3 | 0 | 0.2334 | 0 | 0.40814 | 0 | 0 | 3.44 | 2.6908 | 0 | 0 | 0 | 0 | 30654.1625 | -30654.1625 | -43791.6607 | 0 | -4554459.3582 | -4554.4594 | -138363.3223 | -4512.5342
7 | 2 | 21 | 27.8 | 0 | 0.2344 | 0 | 0.45521 | 0 | 0 | 3.04 | 2.3305 | 0 | 0 | 0 | 0 | 26852.3787 | -26852.3787 | -38360.5411 | 0 | -4592819.8993 | -4592.8199 | -139528.7058 | -4550.5416
7 | 2 | 22 | 27.2 | 0 | 0.2356 | 0 | 0.54915 | 0 | 0 | 2.56 | 2.8142 | 0 | 0 | 0 | 0 | 26871.0816 | -26871.0816 | -38387.2594 | 0 | -4631207.1587 | -4631.2072 | -140694.901 | -4588.5755
7 | 2 | 23 | 26.7 | 0 | 0.2366 | 0 | 0.54597 | 0 | 0 | 2.16 | 2.4851 | 0 | 0 | 0 | 0 | 23225.5745 | -23225.5745 | -33179.3921 | 0 | -4664386.5508 | -4664.3866 | -141702.8826 | -4621.4494
7 | 3 | 0 | 26.7 | 0 | 0.2366 | 0 | 0.47925 | 0 | 0 | 2.16 | 1.6656 | 0 | 0 | 0 | 0 | 19128.1619 | -19128.1619 | -27325.9456 | 0 | -4691712.4964 | -4691.7125 | -142533.0379 | -4648.5238
7 | 3 | 1 | 26.1 | 0 | 0.2378 | 0 | 0.42112 | 0 | 0 | 1.68 | 1.9721 | 0 | 0 | 0 | 0 | 18260.537 | -18260.537 | -26086.4814 | 0 | -4717798.9778 | -4717.799 | -143325.5386 | -4674.3702
7 | 3 | 2 | 26.1 | 0 | 0.2378 | 0 | 0.38106 | 0 | 0 | 1.68 | 1.704 | 0 | 0 | 0 | 0 | 16920.2085 | -16920.2085 | -24171.7265 | 0 | -4741970.7043 | -4741.9707 | -144059.8695 | -4698.3194
7 | 3 | 3 | 25.6 | 0 | 0.2388 | 0 | 0.37317 | 0 | 0 | 1.28 | 1.9487 | 0 | 0 | 0 | 0 | 16143.5746 | -16143.5746 | -23062.2494 | 0 | -4765032.9537 | -4765.033 | -144760.4948 | -4721.1694
7 | 3 | 4 | 25 | 0 | 0.24 | 0 | 0.35095 | 0 | 0 | 0.8 | 1.9593 | 0 | 0 | 0 | 0 | 13796.4552 | -13796.4552 | -19709.2217 | 0 | -4784742.1754 | -4784.7422 | -145359.256 | -4740.6971
7 | 3 | 5 | 25 | -8.2597 | 0.24 | -649.4513 | 0.34433 | 0 | -649.4513 | 0.8 | 1.6378 | 0 | 0 | 0 | 0 | 12189.2018 | -12838.6531 | -18340.933 | 0 | -4803083.1084 | -4803.0831 | -145916.4489 | -4758.8692
7 | 3 | 6 | 25.6 | 57.9924 | 0.2388 | 4537.071 | 0.33652 | 0 | 4537.071 | 1.28 | 1.33 | 0 | 0 | 0 | 0 | 13049.9825 | -8512.9115 | -12161.3022 | 0 | -4815244.4106 | -4815.2444 | -146285.9061 | -4770.9186
7 | 3 | 7 | 27.2 | 212.9414 | 0.2356 | 16436.3628 | 0.3071 | 0 | 16436.3628 | 2.56 | 0.63958 | 0 | 0 | 0 | 0 | 15997.8811 | 438.4817 | 0 | 306.9372 | -4814937.4734 | -4814.9375 | -146276.5815 | -4770.6145
7 | 3 | 8 | 28.9 | 417.4159 | 0.2322 | 31754.2298 | 0.33025 | 0 | 31754.2298 | 3.92 | 0 | 0 | 0 | 0 | 0 | 19600 | 12154.2298 | 0 | 8507.9609 | -4806429.5125 | -4806.4295 | -146018.1118 | -4762.1848
7 | 3 | 9 | 30.6 | 608.9178 | 0.2288 | 45644.1498 | 0.34098 | 0 | 45644.1498 | 5.28 | 0 | 0 | 0 | 0 | 0 | 26400 | 19244.1498 | 0 | 13470.9049 | -4792958.6077 | -4792.9586 | -145608.8691 | -4748.8379
7 | 3 | 10 | 32.2 | 766.9344 | 0.2256 | 56684.9473 | 0.32657 | 0 | 56684.9473 | 6.56 | 0 | 0 | 0 | 0 | 0 | 32800 | 23884.9473 | 0 | 16719.4631 | -4776239.1446 | -4776.2391 | -145100.936 | -4732.2724
7 | 3 | 11 | 32.8 | 870.758 | 0.2244 | 64016.3222 | 0.30781 | 0 | 64016.3222 | 7.04 | 0 | 0 | 0 | 0 | 0 | 35200 | 28816.3222 | 0 | 20171.4255 | -4756067.7191 | -4756.0677 | -144488.1332 | -4712.2866
7 | 3 | 12 | 33.9 | 909.3587 | 0.2222 | 66198.7357 | 0.30759 | 0 | 66198.7357 | 7.92 | 0 | 0 | 0 | 0 | 0 | 39600 | 26598.7357 | 0 | 18619.115 | -4737448.6041 | -4737.4486 | -143922.4892 | -4693.8389
7 | 3 | 13 | 35 | 874.9857 | 0.22 | 63065.8164 | 0.32035 | 0 | 63065.8164 | 8.8 | 0 | 0 | 0 | 0 | 0 | 44000 | 19065.8164 | 0 | 13346.0715 | -4724102.5326 | -4724.1025 | -143517.039 | -4680.6157
7 | 3 | 14 | 35.6 | 708.9567 | 0.2188 | 50820.3232 | 0.33404 | 0 | 50820.3232 | 9.28 | 0 | 0 | 0 | 0 | 0 | 46400 | 4420.3232 | 0 | 3094.2262 | -4721008.3064 | -4721.0083 | -143423.0372 | -4677.55
7 | 3 | 15 | 35 | 618.1116 | 0.22 | 44551.26 | 0.34913 | 0 | 44551.26 | 8.8 | 1.453 | 0 | 0 | 0 | 0 | 51264.892 | -6713.632 | -9590.9029 | 0 | -4730599.2093 | -4730.5992 | -143714.4064 | -4687.0526
7 | 3 | 16 | 34.4 | 433.3009 | 0.2212 | 31401.1194 | 0.36313 | 0 | 31401.1194 | 8.32 | 2.2527 | 0 | 0 | 0 | 0 | 52863.4714 | -21462.352 | -30660.5028 | 0 | -4761259.7122 | -4761.2597 | -144645.8647 | -4717.4308
7 | 3 | 17 | 33.9 | 225.1737 | 0.2222 | 16392.0059 | 0.38785 | 0 | 16392.0059 | 7.92 | 1.8643 | 0 | 0 | 0 | 0 | 48921.3809 | -32529.375 | -46470.5358 | 0 | -4807730.2479 | -4807.7302 | -146057.6278 | -4763.4736
7 | 3 | 18 | 32.8 | 63.261 | 0.2244 | 4650.8212 | 0.42675 | 0 | 4650.8212 | 7.04 | 2.0438 | 0 | 0 | 0 | 0 | 45418.9135 | -40768.0923 | -58240.1319 | 0 | -4865970.3798 | -4865.9704 | -147826.9482 | -4821.1776
7 | 3 | 19 | 31.7 | 4.1111 | 0.2266 | 305.2035 | 0.43457 | 0 | 305.2035 | 6.16 | 1.201 | 0 | 0 | 0 | 0 | 36804.9468 | -36499.7433 | -52142.4904 | 0 | -4918112.8702 | -4918.1129 | -149411.0239 | -4872.8401
7 | 3 | 20 | 30.6 | 0 | 0.2288 | 0 | 0.43396 | 0 | 0 | 5.28 | 0.029901 | 0 | 0 | 0 | 0 | 26549.5054 | -26549.5054 | -37927.8649 | 0 | -4956040.7351 | -4956.0407 | -150563.2628 | -4910.4189
7 | 3 | 21 | 30 | 0 | 0.23 | 0 | 0.48807 | 0 | 0 | 4.8 | 0 | 0 | 0 | 0 | 0 | 24000 | -24000 | -34285.7143 | 0 | -4990326.4494 | -4990.3264 | -151604.8542 | -4944.389
7 | 3 | 22 | 28.9 | 0 | 0.2322 | 0 | 0.50309 | 0 | 0 | 3.92 | 0.71368 | 0 | 0 | 0 | 0 | 23168.4043 | -23168.4043 | -33097.7205 | 0 | -5023424.1699 | -5023.4242 | -152610.3545 | -4977.182
7 | 3 | 23 | 28.3 | 0 | 0.2334 | 0 | 0.54301 | 0 | 0 | 3.44 | 0.83445 | 0 | 0 | 0 | 0 | 21372.2455 | -21372.2455 | -30531.7792 | 0 | -5053955.9491 | -5053.9559 | -153537.9023 | -5007.4327
7 | 4 | 0 | 27.8 | 0 | 0.2344 | 0 | 0.58799 | 0 | 0 | 3.04 | 0.57493 | 0 | 0 | 0 | 0 | 18074.6534 | -18074.6534 | -25820.9334 | 0 | -5079776.8825 | -5079.7769 | -154322.3357 | -5033.016
7 | 4 | 1 | 27.2 | 0 | 0.2356 | 0 | 0.55442 | 0 | 0 | 2.56 | 0.83281 | 0 | 0 | 0 | 0 | 16964.0582 | -16964.0582 | -24234.3689 | 0 | -5104011.2514 | -5104.0113 | -155058.5697 | -5057.0273
7 | 4 | 2 | 26.7 | 0 | 0.2366 | 0 | 0.52042 | 0 | 0 | 2.16 | 0.51284 | 0 | 0 | 0 | 0 | 13364.1793 | -13364.1793 | -19091.6847 | 0 | -5123102.9361 | -5123.1029 | -155638.5702 | -5075.9432
7 | 4 | 3 | 26.1 | 0 | 0.2378 | 0 | 0.50119 | 0 | 0 | 1.68 | 0.76387 | 0 | 0 | 0 | 0 | 12219.363 | -12219.363 | -17456.2329 | 0 | -5140559.169 | -5140.5592 | -156168.8861 | -5093.2387
7 | 4 | 4 | 25.6 | 0 | 0.2388 | 0 | 0.47024 | 0 | 0 | 1.28 | 1.2084 | 0 | 0 | 0 | 0 | 12441.9867 | -12441.9867 | -17774.2667 | 0 | -5158333.4357 | -5158.3334 | -156708.8639 | -5110.8494
7 | 4 | 5 | 25.6 | 0.0058064 | 0.2388 | 0.45427 | 0.44151 | 0 | 0.45427 | 1.28 | 0.78656 | 0 | 0 | 0 | 0 | 10332.8231 | -10332.3688 | -14760.5269 | 0 | -5173093.9626 | -5173.094 | -157157.2849 | -5125.474
7 | 4 | 6 | 26.7 | 63.1304 | 0.2366 | 4893.5437 | 0.3796 | 0 | 4893.5437 | 2.16 | 0 | 0 | 0 | 0 | 0 | 10800 | -5906.4563 | -8437.7947 | 0 | -5181531.7573 | -5181.5318 | -157413.623 | -5133.8342
7 | 4 | 7 | 27.8 | 214.5729 | 0.2344 | 16477.9364 | 0.29909 | 0 | 16477.9364 | 3.04 | 0 | 0 | 0 | 0 | 0 | 15200 | 1277.9364 | 0 | 894.5555 | -5180637.2018 | -5180.6372 | -157386.4466 | -5132.9478
7 | 4 | 8 | 29.4 | 402.1581 | 0.2312 | 30461.7673 | 0.26903 | 0 | 30461.7673 | 4.32 | 0 | 0 | 0 | 0 | 0 | 21600 | 8861.7673 | 0 | 6203.2371 | -5174433.9647 | -5174.434 | -157197.9939 | -5126.8017
7 | 4 | 9 | 30.6 | 589.8899 | 0.2288 | 44217.8223 | 0.27698 | 0 | 44217.8223 | 5.28 | 0 | 0 | 0 | 0 | 0 | 26400 | 17817.8223 | 0 | 12472.4756 | -5161961.4891 | -5161.9615 | -156819.0832 | -5114.444
7 | 4 | 10 | 31.1 | 765.4514 | 0.2278 | 57127.0463 | 0.24117 | 0 | 57127.0463 | 5.68 | 0 | 0 | 0 | 0 | 0 | 28400 | 28727.0463 | 0 | 20108.9324 | -5141852.5567 | -5141.8526 | -156208.1789 | -5094.5202
7 | 4 | 11 | 32.8 | 870.1737 | 0.2244 | 63973.3663 | 0.21209 | 0 | 63973.3663 | 7.04 | 0 | 0 | 0 | 0 | 0 | 35200 | 28773.3663 | 0 | 20141.3564 | -5121711.2003 | -5121.7112 | -155596.2896 | -5074.5643
7 | 4 | 12 | 33.9 | 907.4182 | 0.2222 | 66057.4721 | 0.22284 | 0 | 66057.4721 | 7.92 | 0 | 0 | 0 | 0 | 0 | 39600 | 26457.4721 | 0 | 18520.2305 | -5103190.9698 | -5103.191 | -155033.6497 | -5056.2145
7 | 4 | 13 | 33.9 | 864.8202 | 0.2222 | 62956.4571 | 0.25931 | 0 | 62956.4571 | 7.92 | 0 | 0 | 0 | 0 | 0 | 39600 | 23356.4571 | 0 | 16349.52 | -5086841.4498 | -5086.8414 | -154536.9554 | -5040.0155
7 | 4 | 14 | 33.9 | 723.8017 | 0.2222 | 52690.7076 | 0.31747 | 0 | 52690.7076 | 7.92 | 0.97065 | 0 | 0 | 0 | 0 | 44453.2393 | 8237.4683 | 0 | 5766.2278 | -5081075.222 | -5081.0752 | -154361.7789 | -5034.3024
7 | 4 | 15 | 33.9 | 464.0548 | 0.2222 | 33781.8755 | 0.37577 | 0 | 33781.8755 | 7.92 | 2.4187 | 0 | 0 | 0 | 0 | 51693.2942 | -17911.4187 | -25587.741 | 0 | -5106662.963 | -5106.663 | -155139.128 | -5059.6546
7 | 4 | 16 | 33.9 | 390.3065 | 0.2222 | 28413.2095 | 0.40425 | 0 | 28413.2095 | 7.92 | 3.1398 | 0 | 0 | 0 | 0 | 55299.0629 | -26885.8533 | -38408.3619 | 0 | -5145071.325 | -5145.0713 | -156305.9643 | -5097.7094
7 | 4 | 17 | 33.3 | 202.3958 | 0.2234 | 14813.4137 | 0.45608 | 0 | 14813.4137 | 7.44 | 2.8883 | 0 | 0 | 0 | 0 | 51641.2734 | -36827.8596 | -52611.2281 | 0 | -5197682.553 | -5197.6826 | -157904.2801 | -5149.8363
7 | 4 | 18 | 31.7 | 66.5859 | 0.2266 | 4943.2509 | 0.50001 | 0 | 4943.2509 | 6.16 | 3.0905 | 0 | 0 | 0 | 0 | 46252.266 | -41309.0151 | -59012.8787 | 0 | -5256695.4317 | -5256.6954 | -159697.0764 | -5208.3059
7 | 4 | 19 | 31.1 | 1.8261 | 0.2278 | 136.2834 | 0.51993 | 0 | 136.2834 | 5.68 | 1.4438 | 0 | 0 | 0 | 0 | 35619.0651 | -35482.7817 | -50689.6881 | 0 | -5307385.1198 | -5307.3851 | -161237.0163 | -5258.529
7 | 4 | 20 | 30 | 0 | 0.23 | 0 | 0.48931 | 0 | 0 | 4.8 | 0.65144 | 0 | 0 | 0 | 0 | 27257.1942 | -27257.1942 | -38938.8488 | 0 | -5346323.9686 | -5346.324 | -162419.9687 | -5297.1094
7 | 4 | 21 | 30 | 0 | 0.23 | 0 | 0.49135 | 0 | 0 | 4.8 | 0.34459 | 0 | 0 | 0 | 0 | 25722.9459 | -25722.9459 | -36747.0655 | 0 | -5383071.0341 | -5383.071 | -163536.3352 | -5333.5182
7 | 4 | 22 | 27.8 | 0 | 0.2344 | 0 | 0.49939 | 0 | 0 | 3.04 | 2.0161 | 0 | 0 | 0 | 0 | 25280.4872 | -25280.4872 | -36114.9817 | 0 | -5419186.0158 | -5419.186 | -164633.4992 | -5369.3007
7 | 4 | 23 | 18.3 | 0 | 0.24 | 0 | 0.49589 | 0 | 0 | 0 | 4.2457 | 0 | 0 | 0 | 0 | 21228.521 | -21228.521 | -30326.4586 | 0 | -5449512.4744 | -5449.5125 | -165554.8093 | -5399.348
7 | 5 | 0 | 18.9 | 0 | 0.24 | 0 | 0.45705 | 0 | 0 | 0 | 3.5273 | 0 | 0 | 0 | 0 | 17636.4408 | -17636.4408 | -25194.9154 | 0 | -5474707.3898 | -5474.7074 | -166320.2245 | -5424.311
7 | 5 | 1 | 19.4 | 0 | 0.24 | 0 | 0.40429 | 0 | 0 | 0 | 3.3491 | 0 | 0 | 0 | 0 | 16745.5502 | -16745.5502 | -23922.2145 | 0 | -5498629.6043 | -5498.6296 | -167046.9753 | -5448.013
7 | 5 | 2 | 19.4 | 0 | 0.24 | 0 | 0.36148 | 0 | 0 | 0 | 2.941 | 0 | 0 | 0 | 0 | 14704.8288 | -14704.8288 | -21006.8983 | 0 | -5519636.5026 | -5519.6365 | -167685.1596 | -5468.8265
7 | 5 | 3 | 18.3 | 0 | 0.24 | 0 | 0.34458 | 0 | 0 | 0 | 2.6492 | 0 | 0 | 0 | 0 | 13245.8671 | -13245.8671 | -18922.6672 | 0 | -5538559.1698 | -5538.5592 | -168260.0254 | -5487.575
7 | 5 | 4 | 17.8 | 0 | 0.24 | 0 | 0.33232 | 0 | 0 | 0 | 2.5399 | 0 | 0 | 0 | 0 | 12699.4693 | -12699.4693 | -18142.0991 | 0 | -5556701.2689 | -5556.7013 | -168811.1778 | -5505.5501
7 | 5 | 5 | 17.8 | 3.2889 | 0.24 | 258.6014 | 0.32259 | 0 | 258.6014 | 0 | 2.3503 | 0 | 0 | 0 | 0 | 11751.5434 | -11492.9421 | -16418.4886 | 0 | -5573119.7575 | -5573.1198 | -169309.9673 | -5521.8175
7 | 5 | 6 | 18.9 | 51.8 | 0.24 | 4072.9718 | 0.30785 | 0 | 4072.9718 | 0 | 2.1619 | 0 | 0 | 0 | 0 | 10809.3211 | -6736.3492 | -9623.356 | 0 | -5582743.1136 | -5582.7431 | -169602.3224 | -5531.3522
7 | 5 | 7 | 20 | 46.0444 | 0.24 | 3620.4194 | 0.284 | 0 | 3620.4194 | 0 | 2.309 | 0 | 0 | 0 | 0 | 11545.0758 | -7924.6564 | -11320.9377 | 0 | -5594064.0513 | -5594.0641 | -169946.2497 | -5542.569
7 | 5 | 8 | 20.6 | 179.3478 | 0.24 | 14101.9058 | 0.34485 | 0 | 14101.9058 | 0 | 2.7258 | 0 | 0 | 0 | 0 | 13629.144 | 472.7618 | 0 | 330.9333 | -5593733.118 | -5593.7331 | -169936.196 | -5542.2411
7 | 5 | 9 | 20 | 150.1245 | 0.24 | 11804.1101 | 0.33378 | 0 | 11804.1101 | 0 | 2.9471 | 0 | 0 | 0 | 0 | 14735.6279 | -2931.5177 | -4187.8825 | 0 | -5597921.0005 | -5597.921 | -170063.4228 | -5546.3904
7 | 5 | 10 | 21.7 | 325.7265 | 0.24 | 25611.4855 | 0.30378 | 0 | 25611.4855 | 0 | 3.8747 | 0 | 0 | 0 | 0 | 19373.7346 | 6237.7509 | 0 | 4366.4256 | -5593554.5749 | -5593.5546 | -169930.7719 | -5542.0642
7 | 5 | 11 | 25.6 | 327.7035 | 0.2388 | 25638.0972 | 0.29789 | 0 | 25638.0972 | 1.28 | 3.9461 | 0 | 0 | 0 | 0 | 26130.4473 | -492.3501 | -703.3573 | 0 | -5594257.9321 | -5594.2579 | -169952.1397 | -5542.7611
7 | 5 | 12 | 27.2 | 220.7979 | 0.2356 | 17042.7842 | 0.28821 | 0 | 17042.7842 | 2.56 | 2.9668 | 0 | 0 | 0 | 0 | 27634.2133 | -10591.4291 | -15130.613 | 0 | -5609388.5452 | -5609.3885 | -170411.8039 | -5557.7524
7 | 5 | 13 | 30 | 224.8714 | 0.23 | 16944.6448 | 0.29091 | 0 | 16944.6448 | 4.8 | 2.3625 | 0 | 0 | 0 | 0 | 35812.482 | -18867.8373 | -26954.0532 | 0 | -5636342.5984 | -5636.3426 | -171230.6612 | -5584.4583
7 | 5 | 14 | 31.7 | 189.8062 | 0.2266 | 14090.9662 | 0.32538 | 0 | 14090.9662 | 6.16 | 3.1267 | 0 | 0 | 0 | 0 | 46433.6381 | -32342.6719 | -46203.817 | 0 | -5682546.4154 | -5682.5464 | -172634.3215 | -5630.2368
7 | 5 | 15 | 31.7 | 603.2255 | 0.2266 | 44782.6742 | 0.33994 | 0 | 44782.6742 | 6.16 | 4.9719 | 0 | 0 | 0 | 0 | 55659.6606 | -10876.9864 | -15538.552 | 0 | -5698084.9674 | -5698.085 | -173106.3788 | -5645.6323
7 | 5 | 16 | 31.7 | 219.296 | 0.2266 | 16280.2506 | 0.3452 | 0 | 16280.2506 | 6.16 | 5.8706 | 0 | 0 | 0 | 0 | 60152.8978 | -43872.6472 | -62675.2102 | 0 | -5760760.1776 | -5760.7602 | -175010.4358 | -5707.7306
7 | 5 | 17 | 30 | 142.8814 | 0.23 | 10766.4839 | 0.3693 | 0 | 10766.4839 | 4.8 | 6.4202 | 0 | 0 | 0 | 0 | 56101.0621 | -45334.5782 | -64763.6831 | 0 | -5825523.8607 | -5825.5239 | -176977.9401 | -5771.8981
7 | 5 | 18 | 28.9 | 65.1369 | 0.2322 | 4955.1845 | 0.37413 | 0 | 4955.1845 | 3.92 | 6.7174 | 0 | 0 | 0 | 0 | 53187.1985 | -48232.014 | -68902.8772 | 0 | -5894426.7379 | -5894.4267 | -179071.192 | -5840.1667
7 | 5 | 19 | 26.7 | 2.4667 | 0.2366 | 191.2034 | 0.3372 | 0 | 191.2034 | 2.16 | 6.1377 | 0 | 0 | 0 | 0 | 41488.2623 | -41297.0589 | -58995.7985 | 0 | -5953422.5364 | -5953.4225 | -180863.4695 | -5898.6194
7 | 5 | 20 | 25 | 0 | 0.24 | 0 | 0.27533 | 0 | 0 | 0.8 | 4.9158 | 0 | 0 | 0 | 0 | 28578.8519 | -28578.8519 | -40826.9314 | 0 | -5994249.4677 | -5994.2495 | -182103.7813 | -5939.0706
7 | 5 | 21 | 23.9 | 0 | 0.24 | 0 | 0.29205 | 0 | 0 | 0 | 4.6648 | 0 | 0 | 0 | 0 | 23323.9962 | -23323.9962 | -33319.9945 | 0 | -6027569.4623 | -6027.5695 | -183116.0343 | -5972.0838
7 | 5 | 22 | 23.3 | 0 | 0.24 | 0 | 0.30917 | 0 | 0 | 0 | 4.3125 | 0 | 0 | 0 | 0 | 21562.7476 | -21562.7476 | -30803.9251 | 0 | -6058373.3874 | -6058.3734 | -184051.8497 | -6002.6042
7 | 5 | 23 | 23.3 | 0 | 0.24 | 0 | 0.29832 | 0 | 0 | 0 | 3.5704 | 0 | 0 | 0 | 0 | 17852.0341 | -17852.0341 | -25502.9058 | 0 | -6083876.2932 | -6083.8763 | -184826.6216 | -6027.8723
7 | 6 | 0 | 23.3 | 0 | 0.24 | 0 | 0.28854 | 0 | 0 | 0 | 3.4262 | 0 | 0 | 0 | 0 | 17131.1085 | -17131.1085 | -24473.0121 | 0 | -6108349.3052 | -6108.3493 | -185570.1055 | -6052.1201
7 | 6 | 1 | 22.2 | 0 | 0.24 | 0 | 0.27205 | 0 | 0 | 0 | 3.4449 | 0 | 0 | 0 | 0 | 17224.6463 | -17224.6463 | -24606.6375 | 0 | -6132955.9428 | -6132.9559 | -186317.6489 | -6076.5002
7 | 6 | 2 | 21.7 | 0 | 0.24 | 0 | 0.25766 | 0 | 0 | 0 | 3.0046 | 0 | 0 | 0 | 0 | 15023.0855 | -15023.0855 | -21461.5508 | 0 | -6154417.4935 | -6154.4175 | -186969.6454 | -6097.7642
7 | 6 | 3 | 21.7 | 0 | 0.24 | 0 | 0.23921 | 0 | 0 | 0 | 2.3567 | 0 | 0 | 0 | 0 | 11783.4832 | -11783.4832 | -16833.5474 | 0 | -6171251.0409 | -6171.251 | -187481.0443 | -6114.4428
7 | 6 | 4 | 22.2 | 0 | 0.24 | 0 | 0.23543 | 0 | 0 | 0 | 2.2561 | 0 | 0 | 0 | 0 | 11280.4323 | -11280.4323 | -16114.9032 | 0 | -6187365.9441 | -6187.3659 | -187970.611 | -6130.4093
7 | 6 | 5 | 23.3 | -14.7955 | 0.24 | -1163.3509 | 0.19679 | 0 | -1163.3509 | 0 | 2.2545 | 0 | 0 | 0 | 0 | 11272.4473 | -12435.7983 | -17765.4261 | 0 | -6205131.3702 | -6205.1314 | -188510.3201 | -6148.0112
7 | 6 | 6 | 23.9 | 50.1762 | 0.24 | 3945.2946 | 0.1758 | 0 | 3945.2946 | 0 | 2.4135 | 0 | 0 | 0 | 0 | 12067.5187 | -8122.2242 | -11603.1774 | 0 | -6216734.5476 | -6216.7345 | -188862.8217 | -6159.5076
7 | 6 | 7 | 25 | 213.3196 | 0.24 | 16773.0629 | 0.13474 | 0 | 16773.0629 | 0.8 | 1.6668 | 0 | 0 | 0 | 0 | 12334.0713 | 4438.9916 | 0 | 3107.2941 | -6213627.2535 | -6213.6273 | -188768.4229 | -6156.4289
7 | 6 | 8 | 27.2 | 414.6395 | 0.2356 | 32004.8901 | 0.11118 | 0 | 32004.8901 | 2.56 | 0 | 0 | 0 | 0 | 0 | 12800 | 19204.8901 | 0 | 13443.423 | -6200183.8305 | -6200.1838 | -188360.0151 | -6143.1092
7 | 6 | 9 | 28.9 | 608.2123 | 0.2322 | 46268.7567 | 0.093574 | 0 | 46268.7567 | 3.92 | 0 | 0 | 0 | 0 | 0 | 19600 | 26668.7567 | 0 | 18668.1297 | -6181515.7008 | -6181.5157 | -187792.882 | -6124.6129
7 | 6 | 10 | 30 | 765.4312 | 0.23 | 57677.2313 | 0.10391 | 0 | 57677.2313 | 4.8 | 0 | 0 | 0 | 0 | 0 | 24000 | 33677.2313 | 0 | 23574.0619 | -6157941.6389 | -6157.9416 | -187076.708 | -6101.2559
7 | 6 | 11 | 31.7 | 864.2592 | 0.2266 | 64161.4689 | 0.10866 | 0 | 64161.4689 | 6.16 | 0 | 0 | 0 | 0 | 0 | 30800 | 33361.4689 | 0 | 23353.0282 | -6134588.6106 | -6134.5886 | -186367.2489 | -6078.1178
7 | 6 | 12 | 32.2 | 874.9939 | 0.2256 | 64671.7399 | 0.11589 | 0 | 64671.7399 | 6.56 | 0 | 0 | 0 | 0 | 0 | 32800 | 31871.7399 | 0 | 22310.2179 | -6112278.3927 | -6112.2784 | -185689.4702 | -6056.013
7 | 6 | 13 | 33.3 | 849.5884 | 0.2234 | 62181.6385 | 0.1474 | 0 | 62181.6385 | 7.44 | 0 | 0 | 0 | 0 | 0 | 37200 | 24981.6385 | 0 | 17487.147 | -6094791.2457 | -6094.7912 | -185158.2151 | -6038.6868
7 | 6 | 14 | 33.3 | 742.0196 | 0.2234 | 54308.6415 | 0.1751 | 0 | 54308.6415 | 7.44 | 1.3572 | 0 | 0 | 0 | 0 | 43986.0018 | 10322.6397 | 0 | 7225.8478 | -6087565.3979 | -6087.5654 | -184938.6956 | -6031.5275
7 | 6 | 15 | 34.4 | 606.549 | 0.2212 | 43956.3316 | 0.1797 | 0 | 43956.3316 | 8.32 | 2.6209 | 0 | 0 | 0 | 0 | 54704.5694 | -10748.2378 | -15354.6254 | 0 | -6102920.0233 | -6102.92 | -185405.1653 | -6046.7408
7 | 6 | 16 | 33.9 | 431.9727 | 0.2222 | 31446.3896 | 0.1982 | 0 | 31446.3896 | 7.92 | 4.2073 | 0 | 0 | 0 | 0 | 60636.4218 | -29190.0322 | -41700.046 | 0 | -6144620.0693 | -6144.6201 | -186672.0021 | -6088.0569
7 | 6 | 17 | 31.7 | 232.6355 | 0.2266 | 17270.5524 | 0.25075 | 0 | 17270.5524 | 6.16 | 5.3452 | 0 | 0 | 0 | 0 | 57525.854 | -40255.3017 | -57507.5738 | 0 | -6202127.6431 | -6202.1276 | -188419.0676 | -6145.0351
7 | 6 | 18 | 31.1 | 61.1162 | 0.2278 | 4561.2166 | 0.28791 | 0 | 4561.2166 | 5.68 | 4.9852 | 0 | 0 | 0 | 0 | 53326.2296 | -48765.013 | -69664.3043 | 0 | -6271791.9474 | -6271.7919 | -190535.4516 | -6214.0582
7 | 6 | 19 | 25.6 | -0.63013 | 0.2388 | -49.2989 | 0.28717 | 0 | -49.2989 | 1.28 | 6.9895 | 0 | 0 | 0 | 0 | 41347.4527 | -41396.7516 | -59138.2165 | 0 | -6330930.164 | -6330.9302 | -192332.0556 | -6272.652
7 | 6 | 20 | 25.6 | 0 | 0.2388 | 0 | 0.24909 | 0 | 0 | 1.28 | 4.503 | 0 | 0 | 0 | 0 | 28914.9084 | -28914.9084 | -41307.0119 | 0 | -6372237.1759 | -6372.2372 | -193586.9522 | -6313.5788
7 | 6 | 21 | 23.3 | 0 | 0.24 | 0 | 0.22794 | 0 | 0 | 0 | 4.4629 | 0 | 0 | 0 | 0 | 22314.4722 | -22314.4722 | -31877.8174 | 0 | -6404114.9934 | -6404.115 | -194555.3922 | -6345.1631
7 | 6 | 22 | 23.3 | 0 | 0.24 | 0 | 0.19272 | 0 | 0 | 0 | 4.5252 | 0 | 0 | 0 | 0 | 22625.8847 | -22625.8847 | -32322.6924 | 0 | -6436437.6858 | -6436.4377 | -195537.3474 | -6377.1883
7 | 6 | 23 | 23.3 | 0 | 0.24 | 0 | 0.17069 | 0 | 0 | 0 | 4.086 | 0 | 0 | 0 | 0 | 20430.0275 | -20430.0275 | -29185.7535 | 0 | -6465623.4393 | -6465.6234 | -196424.0032 | -6406.1054
7 | 7 | 0 | 22.8 | 0 | 0.24 | 0 | 0.15926 | 0 | 0 | 0 | 3.6236 | 0 | 0 | 0 | 0 | 18117.8183 | -18117.8183 | -25882.5976 | 0 | -6491506.0369 | -6491.506 | -197210.31 | -6431.7497
7 | 7 | 1 | 22.8 | 0 | 0.24 | 0 | 0.128 | 0 | 0 | 0 | 3.5428 | 0 | 0 | 0 | 0 | 17714.0087 | -17714.0087 | -25305.7268 | 0 | -6516811.7637 | -6516.8118 | -197979.0916 | -6456.8225
7 | 7 | 2 | 22.2 | 0 | 0.24 | 0 | 0.12055 | 0 | 0 | 0 | 3.1504 | 0 | 0 | 0 | 0 | 15751.9961 | -15751.9961 | -22502.8515 | 0 | -6539314.6152 | -6539.3146 | -198662.7225 | -6479.1182
7 | 7 | 3 | 22.2 | 0 | 0.24 | 0 | 0.1285 | 0 | 0 | 0 | 2.6802 | 0 | 0 | 0 | 0 | 13401.0029 | -13401.0029 | -19144.2899 | 0 | -6558458.9051 | -6558.4589 | -199244.3212 | -6498.0863
7 | 7 | 4 | 21.7 | 0 | 0.24 | 0 | 0.1302 | 0 | 0 | 0 | 2.3113 | 0 | 0 | 0 | 0 | 11556.4829 | -11556.4829 | -16509.2612 | 0 | -6574968.1664 | -6574.9682 | -199745.8683 | -6514.4436
7 | 7 | 5 | 22.8 | -3.56 | 0.24 | -279.918 | 0.11446 | 0 | -279.918 | 0 | 2.2679 | 0 | 0 | 0 | 0 | 11339.7489 | -11619.667 | -16599.5242 | 0 | -6591567.6906 | -6591.5677 | -200250.1577 | -6530.8903
7 | 7 | 6 | 24.4 | 60.8679 | 0.24 | 4785.9733 | 0.097746 | 0 | 4785.9733 | 0.32 | 2.3949 | 0 | 0 | 0 | 0 | 13574.4693 | -8788.496 | -12554.9942 | 0 | -6604122.6848 | -6604.1227 | -200631.5752 | -6543.3297
7 | 7 | 7 | 26.7 | 203.1028 | 0.2366 | 15743.4905 | 0.076213 | 0 | 15743.4905 | 2.16 | 0.52287 | 0 | 0 | 0 | 0 | 13414.3703 | 2329.1202 | 0 | 1630.3841 | -6602492.3007 | -6602.4923 | -200582.0446 | -6541.7143
7 | 7 | 8 | 28.3 | 386.883 | 0.2334 | 29583.5923 | 0.06197 | 0 | 29583.5923 | 3.44 | 0 | 0 | 0 | 0 | 0 | 17200 | 12383.5923 | 0 | 8668.5146 | -6593823.7861 | -6593.8238 | -200318.6973 | -6533.1256
7 | 7 | 9 | 31.1 | 593.617 | 0.2278 | 44302.7279 | 0.061699 | 0 | 44302.7279 | 5.68 | 0 | 0 | 0 | 0 | 0 | 28400 | 15902.7279 | 0 | 11131.9095 | -6582691.8766 | -6582.6919 | -199980.5127 | -6522.0962
7 | 7 | 10 | 32.2 | 738.3384 | 0.2256 | 54571.3833 | 0.052507 | 0 | 54571.3833 | 6.56 | 0 | 0 | 0 | 0 | 0 | 32800 | 21771.3833 | 0 | 15239.9683 | -6567451.9083 | -6567.4519 | -199517.5263 | -6506.9965
7 | 7 | 11 | 33.3 | 803.8528 | 0.2234 | 58834.2367 | 0.046772 | 0 | 58834.2367 | 7.44 | 0 | 0 | 0 | 0 | 0 | 37200 | 21634.2367 | 0 | 15143.9657 | -6552307.9426 | -6552.3079 | -199057.4565 | -6491.9919
7 | 7 | 12 | 34.4 | 822.9714 | 0.2212 | 59640.3597 | 0.071253 | 0 | 59640.3597 | 8.32 | 0 | 0 | 0 | 0 | 0 | 41600 | 18040.3597 | 0 | 12628.2518 | -6539679.6908 | -6539.6797 | -198673.8134 | -6479.4799
7 | 7 | 13 | 35 | 788.2589 | 0.22 | 56814.8645 | 0.10293 | 0 | 56814.8645 | 8.8 | 0 | 0 | 0 | 0 | 0 | 44000 | 12814.8645 | 0 | 8970.4051 | -6530709.2857 | -6530.7093 | -198401.2948 | -6470.5921
7 | 7 | 14 | 35 | 593.6758 | 0.22 | 42790.0135 | 0.12696 | 0 | 42790.0135 | 8.8 | 0.90681 | 0 | 0 | 0 | 0 | 48534.0441 | -5744.0307 | -8205.7581 | 0 | -6538915.0438 | -6538.915 | -198650.5836 | -6478.7223
7 | 7 | 15 | 35 | 491.543 | 0.22 | 35428.651 | 0.19187 | 0 | 35428.651 | 8.8 | 3.1289 | 0 | 0 | 0 | 0 | 59644.5113 | -24215.8603 | -34594.0862 | 0 | -6573509.13 | -6573.5091 | -199701.5432 | -6512.998
7 | 7 | 16 | 35 | 361.9226 | 0.22 | 26086.0791 | 0.24604 | 0 | 26086.0791 | 8.8 | 4.3942 | 0 | 0 | 0 | 0 | 65970.8616 | -39884.7825 | -56978.2607 | 0 | -6630487.3907 | -6630.4874 | -201432.5283 | -6569.4517
7 | 7 | 17 | 34.4 | 213.4134 | 0.2212 | 15465.9701 | 0.2505 | 0 | 15465.9701 | 8.32 | 4.3536 | 0 | 0 | 0 | 0 | 63368.2242 | -47902.2542 | -68431.7917 | 0 | -6698919.1824 | -6698.9192 | -203511.4688 | -6637.2536
7 | 7 | 18 | 32.8 | 65.6578 | 0.2244 | 4827.0224 | 0.2969 | 0 | 4827.0224 | 7.04 | 4.465 | 0 | 0 | 0 | 0 | 57525.2162 | -52698.1939 | -75283.1341 | 0 | -6774202.3165 | -6774.2023 | -205798.5514 | -6711.8437
7 | 7 | 19 | 30.6 | 3.2889 | 0.2288 | 246.5333 | 0.27864 | 0 | 246.5333 | 5.28 | 4.1075 | 0 | 0 | 0 | 0 | 46937.3268 | -46690.7935 | -66701.1336 | 0 | -6840903.4501 | -6840.9035 | -207824.9149 | -6777.9308
7 | 7 | 20 | 28.9 | 0 | 0.2322 | 0 | 0.20412 | 0 | 0 | 3.92 | 2.8619 | 0 | 0 | 0 | 0 | 33909.2831 | -33909.2831 | -48441.833 | 0 | -6889345.2831 | -6889.3453 | -209296.5656 | -6825.9267
7 | 7 | 21 | 28.3 | 0 | 0.2334 | 0 | 0.20142 | 0 | 0 | 3.44 | 2.2854 | 0 | 0 | 0 | 0 | 28627.1296 | -28627.1296 | -40895.8994 | 0 | -6930241.1825 | -6930.2412 | -210538.9726 | -6866.4462
7 | 7 | 22 | 27.2 | 0 | 0.2356 | 0 | 0.17169 | 0 | 0 | 2.56 | 3.1943 | 0 | 0 | 0 | 0 | 28771.4962 | -28771.4962 | -41102.1375 | 0 | -6971343.32 | -6971.3433 | -211787.6452 | -6907.17
7 | 7 | 23 | 26.7 | 0 | 0.2366 | 0 | 0.16081 | 0 | 0 | 2.16 | 2.7906 | 0 | 0 | 0 | 0 | 24752.9785 | -24752.9785 | -35361.3979 | 0 | -7006704.7179 | -7006.7047 | -212861.9155 | -6942.2058
7 | 8 | 0 | 26.1 | 0 | 0.2378 | 0 | 0.16217 | 0 | 0 | 1.68 | 2.4676 | 0 | 0 | 0 | 0 | 20738.1483 | -20738.1483 | -29625.9262 | 0 | -7036330.6441 | -7036.3306 | -213761.9436 | -6971.5591
7 | 8 | 1 | 25 | 0 | 0.24 | 0 | 0.16562 | 0 | 0 | 0.8 | 2.9061 | 0 | 0 | 0 | 0 | 18530.3811 | -18530.3811 | -26471.9731 | 0 | -7062802.6171 | -7062.8026 | -214566.1555 | -6997.7873
7 | 8 | 2 | 23.9 | 0 | 0.24 | 0 | 0.17466 | 0 | 0 | 0 | 3.1264 | 0 | 0 | 0 | 0 | 15632.222 | -15632.222 | -22331.7457 | 0 | -7085134.3629 | -7085.1344 | -215244.5882 | -7019.9135
7 | 8 | 3 | 23.9 | 0 | 0.24 | 0 | 0.1696 | 0 | 0 | 0 | 2.8816 | 0 | 0 | 0 | 0 | 14408.2455 | -14408.2455 | -20583.2079 | 0 | -7105717.5707 | -7105.7176 | -215869.9009 | -7040.3072
7 | 8 | 4 | 23.3 | 0 | 0.24 | 0 | 0.16526 | 0 | 0 | 0 | 2.5978 | 0 | 0 | 0 | 0 | 12989.2084 | -12989.2084 | -18556.012 | 0 | -7124273.5828 | -7124.2736 | -216433.6278 | -7058.6924
7 | 8 | 5 | 25 | -6.9557 | 0.24 | -546.9182 | 0.16186 | 0 | -546.9182 | 0.8 | 1.7893 | 0 | 0 | 0 | 0 | 12946.6299 | -13493.5481 | -19276.4973 | 0 | -7143550.0801 | -7143.5501 | -217019.2429 | -7077.7915
7 | 8 | 6 | 26.1 | 56.3191 | 0.2378 | 4387.7092 | 0.14272 | 0 | 4387.7092 | 1.68 | 1.1257 | 0 | 0 | 0 | 0 | 14028.5212 | -9640.8121 | -13772.5887 | 0 | -7157322.6688 | -7157.3227 | -217437.6507 | -7091.4373
7 | 8 | 7 | 28.9 | 211.886 | 0.2322 | 16118.8843 | 0.11186 | 0 | 16118.8843 | 3.92 | 0 | 0 | 0 | 0 | 0 | 19600 | -3481.1157 | -4973.0224 | 0 | -7162295.6912 | -7162.2957 | -217588.7299 | -7096.3646
7 | 8 | 8 | 30.6 | 415.8987 | 0.2288 | 31175.5409 | 0.1061 | 0 | 31175.5409 | 5.28 | 0 | 0 | 0 | 0 | 0 | 26400 | 4775.5409 | 0 | 3342.8786 | -7158952.8126 | -7158.9528 | -217487.1741 | -7093.0524
7 | 8 | 9 | 31.7 | 577.3183 | 0.2266 | 42859.355 | 0.12262 | 0 | 42859.355 | 6.16 | 0 | 0 | 0 | 0 | 0 | 30800 | 12059.355 | 0 | 8441.5485 | -7150511.2641 | -7150.5113 | -217230.7219 | -7084.6886
7 | 8 | 10 | 32.8 | 741.966 | 0.2244 | 54547.8009 | 0.11325 | 0 | 54547.8009 | 7.04 | 0 | 0 | 0 | 0 | 0 | 35200 | 19347.8009 | 0 | 13543.4606 | -7136967.8035 | -7136.9678 | -216819.275 | -7071.2698
7 | 8 | 11 | 33.9 | 797.7239 | 0.2222 | 58072.0361 | 0.11403 | 0 | 58072.0361 | 7.92 | 0 | 0 | 0 | 0 | 0 | 39600 | 18472.0361 | 0 | 12930.4253 | -7124037.3782 | -7124.0374 | -216426.452 | -7058.4584
7 | 8 | 12 | 35 | 846.3694 | 0.22 | 61003.2622 | 0.14317 | 0 | 61003.2622 | 8.8 | 0 | 0 | 0 | 0 | 0 | 44000 | 17003.2622 | 0 | 11902.2835 | -7112135.0947 | -7112.1351 | -216064.8636 | -7046.6657
7 | 8 | 13 | 35 | 809.2131 | 0.22 | 58325.1677 | 0.15401 | 0 | 58325.1677 | 8.8 | 0 | 0 | 0 | 0 | 0 | 44000 | 14325.1677 | 0 | 10027.6174 | -7102107.4773 | -7102.1075 | -215760.2272 | -7036.7304
7 | 8 | 14 | 36.1 | 715.7798 | 0.2178 | 51074.9258 | 0.19147 | 0 | 51074.9258 | 9.68 | 0 | 0 | 0 | 0 | 0 | 48400 | 2674.9258 | 0 | 1872.4481 | -7100235.0292 | -7100.235 | -215703.3427 | -7034.8752
7 | 8 | 15 | 35.6 | 584.9557 | 0.2188 | 41931.5298 | 0.23971 | 0 | 41931.5298 | 9.28 | 0 | 0 | 0 | 0 | 0 | 46400 | -4468.4702 | -6383.5289 | 0 | -7106618.5581 | -7106.6186 | -215897.2727 | -7041.1999
7 | 8 | 16 | 35.6 | 423.6405 | 0.2188 | 30367.9304 | 0.27199 | 0 | 30367.9304 | 9.28 | 0 | 0 | 0 | 0 | 0 | 46400 | -16032.0696 | -22902.9565 | 0 | -7129521.5146 | -7129.5215 | -216593.0587 | -7063.8921
7 | 8 | 17 | 35 | 240.74 | 0.22 | 17351.6753 | 0.2938 | 0 | 17351.6753 | 8.8 | 0.15257 | 0 | 0 | 0 | 0 | 44762.8732 | -27411.198 | -39158.8542 | 0 | -7168680.3688 | -7168.6804 | -217782.6947 | -7102.6905
7 | 8 | 18 | 33.3 | 70.8017 | 0.2234 | 5181.995 | 0.32745 | 0 | 5181.995 | 7.44 | 1.1165 | 0 | 0 | 0 | 0 | 42782.5579 | -37600.563 | -53715.0899 | 0 | -7222395.4588 | -7222.3955 | -219414.5456 | -7155.9111
7 | 8 | 19 | 30 | 3.2889 | 0.23 | 247.8263 | 0.30365 | 0 | 247.8263 | 4.8 | 2.1316 | 0 | 0 | 0 | 0 | 34658.0885 | -34410.2622 | -49157.5174 | 0 | -7271552.9762 | -7271.553 | -220907.9385 | -7204.6161
7 | 8 | 20 | 30 | 0 | 0.23 | 0 | 0.32568 | 0 | 0 | 4.8 | 0.040249 | 0 | 0 | 0 | 0 | 24201.2453 | -24201.2453 | -34573.2076 | 0 | -7306126.1838 | -7306.1262 | -221958.2638 | -7238.871
7 | 8 | 21 | 28.9 | 0 | 0.2322 | 0 | 0.36873 | 0 | 0 | 3.92 | 0.17162 | 0 | 0 | 0 | 0 | 20458.0891 | -20458.0891 | -29225.8416 | 0 | -7335352.0255 | -7335.352 | -222846.1375 | -7267.8278
7 | 8 | 22 | 28.3 | 0 | 0.2334 | 0 | 0.41209 | 0 | 0 | 3.44 | 0.62798 | 0 | 0 | 0 | 0 | 20339.9074 | -20339.9074 | -29057.0106 | 0 | -7364409.036 | -7364.409 | -223728.8821 | -7296.6174
7 | 8 | 23 | 25.6 | 0 | 0.2388 | 0 | 0.42414 | 0 | 0 | 1.28 | 2.0128 | 0 | 0 | 0 | 0 | 16464.1127 | -16464.1127 | -23520.161 | 0 | -7387929.1971 | -7387.9292 | -224443.4186 | -7319.921
7 | 9 | 0 | 26.7 | 0 | 0.2366 | 0 | 0.42081 | 0 | 0 | 2.16 | 0.78204 | 0 | 0 | 0 | 0 | 14710.2113 | -14710.2113 | -21014.5875 | 0 | -7408943.7846 | -7408.9438 | -225081.8365 | -7340.7422
7 | 9 | 1 | 27.2 | 0 | 0.2356 | 0 | 0.39648 | 0 | 0 | 2.56 | 0.33159 | 0 | 0 | 0 | 0 | 14457.9292 | -14457.9292 | -20654.1846 | 0 | -7429597.9692 | -7429.598 | -225709.3054 | -7361.2062
7 | 9 | 2 | 26.1 | 0 | 0.2378 | 0 | 0.35959 | 0 | 0 | 1.68 | 0.81087 | 0 | 0 | 0 | 0 | 12454.3483 | -12454.3483 | -17791.9261 | 0 | -7447389.8953 | -7447.3899 | -226249.8196 | -7378.8344
7 | 9 | 3 | 26.1 | 0 | 0.2378 | 0 | 0.33737 | 0 | 0 | 1.68 | 0.60988 | 0 | 0 | 0 | 0 | 11449.3871 | -11449.3871 | -16356.2673 | 0 | -7463746.1626 | -7463.7462 | -226746.7189 | -7395.0401
7 | 9 | 4 | 25 | 0 | 0.24 | 0 | 0.33213 | 0 | 0 | 0.8 | 1.2098 | 0 | 0 | 0 | 0 | 10049.2391 | -10049.2391 | -14356.0558 | 0 | -7478102.2184 | -7478.1022 | -227182.8522 | -7409.264
7 | 9 | 5 | 23.9 | -9.5058 | 0.24 | -747.4262 | 0.31571 | 0 | -747.4262 | 0 | 1.78 | 0 | 0 | 0 | 0 | 8899.7808 | -9647.207 | -13781.7243 | 0 | -7491883.9427 | -7491.8839 | -227601.5375 | -7422.9188
7 | 9 | 6 | 25.6 | 53.3451 | 0.2388 | 4173.4888 | 0.29564 | 0 | 4173.4888 | 1.28 | 0.54177 | 0 | 0 | 0 | 0 | 9108.8465 | -4935.3577 | -7050.511 | 0 | -7498934.4537 | -7498.9345 | -227815.7302 | -7429.9044
7 | 9 | 7 | 28.3 | 211.7687 | 0.2334 | 16193.2165 | 0.25187 | 0 | 16193.2165 | 3.44 | 0 | 0 | 0 | 0 | 0 | 17200 | -1006.7835 | -1438.2622 | 0 | -7500372.7159 | -7500.3727 | -227859.4243 | -7431.3295
7 | 9 | 8 | 30.6 | 415.898 | 0.2288 | 31175.4913 | 0.23883 | 0 | 31175.4913 | 5.28 | 0 | 0 | 0 | 0 | 0 | 26400 | 4775.4913 | 0 | 3342.8439 | -7497029.872 | -7497.0299 | -227757.8695 | -7428.0174
7 | 9 | 9 | 32.2 | 492.0786 | 0.2256 | 36370.0569 | 0.21914 | 0 | 36370.0569 | 6.56 | 0 | 0 | 0 | 0 | 0 | 32800 | 3570.0569 | 0 | 2499.0398 | -7494530.8322 | -7494.5308 | -227681.9493 | -7425.5414
7 | 9 | 10 | 33.9 | 396.7097 | 0.2222 | 28879.3419 | 0.16203 | 0 | 28879.3419 | 7.92 | 0 | 0 | 0 | 0 | 0 | 39600 | -10720.6581 | -15315.2258 | 0 | -7509846.058 | -7509.8461 | -228147.222 | -7440.7156
7 | 9 | 11 | 34.4 | 760.6533 | 0.2212 | 55124.1986 | 0.12193 | 0 | 55124.1986 | 8.32 | 0 | 0 | 0 | 0 | 0 | 41600 | 13524.1986 | 0 | 9466.939 | -7500379.119 | -7500.3791 | -227859.6188 | -7431.3358
7 | 9 | 12 | 35.6 | 908.1549 | 0.2188 | 65099.4982 | 0.11619 | 0 | 65099.4982 | 9.28 | 0 | 0 | 0 | 0 | 0 | 46400 | 18699.4982 | 0 | 13089.6487 | -7487289.4703 | -7487.2895 | -227461.9586 | -7418.3667
7 | 9 | 13 | 36.1 | 871.244 | 0.2178 | 62168.1704 | 0.12462 | 0 | 62168.1704 | 9.68 | 0 | 0 | 0 | 0 | 0 | 48400 | 13768.1704 | 0 | 9637.7193 | -7477651.751 | -7477.6518 | -227169.1671 | -7408.8177
7 | 9 | 14 | 36.1 | 780.2985 | 0.2178 | 55678.6992 | 0.17206 | 0 | 55678.6992 | 9.68 | 0 | 0 | 0 | 0 | 0 | 48400 | 7278.6992 | 0 | 5095.0895 | -7472556.6615 | -7472.5567 | -227014.3796 | -7403.7695
7 | 9 | 15 | 36.7 | 627.6979 | 0.2166 | 44543.008 | 0.17955 | 0 | 44543.008 | 10.16 | 0 | 0 | 0 | 0 | 0 | 50800 | -6256.992 | -8938.56 | 0 | -7481495.2215 | -7481.4952 | -227285.9308 | -7412.6258
7 | 9 | 16 | 36.7 | 436.6041 | 0.2166 | 30982.5115 | 0.20588 | 0 | 30982.5115 | 10.16 | 0 | 0 | 0 | 0 | 0 | 50800 | -19817.4885 | -28310.6978 | 0 | -7509805.9193 | -7509.8059 | -228146.0026 | -7440.6758
7 | 9 | 17 | 35.6 | 231.125 | 0.2188 | 16567.7922 | 0.24803 | 0 | 16567.7922 | 9.28 | 0 | 0 | 0 | 0 | 0 | 46400 | -29832.2078 | -42617.4397 | 0 | -7552423.359 | -7552.4234 | -229440.7096 | -7482.901
7 | 9 | 18 | 34.4 | 62.2245 | 0.2212 | 4509.3822 | 0.28857 | 0 | 4509.3822 | 8.32 | 0.28384 | 0 | 0 | 0 | 0 | 43019.1868 | -38509.8046 | -55014.0066 | 0 | -7607437.3657 | -7607.4374 | -231112.0212 | -7537.4086
7 | 9 | 19 | 31.1 | 3.2889 | 0.2278 | 245.4558 | 0.31319 | 0 | 245.4558 | 5.68 | 0.9184 | 0 | 0 | 0 | 0 | 32992.0214 | -32746.5656 | -46780.8079 | 0 | -7654218.1736 | -7654.2182 | -232533.2103 | -7583.7587
7 | 9 | 20 | 29.4 | 0 | 0.2312 | 0 | 0.33142 | 0 | 0 | 4.32 | 0 | 0 | 0 | 0 | 0 | 21600 | -21600 | -30857.1429 | 0 | -7685075.3164 | -7685.0753 | -233470.6425 | -7614.3318
7 | 9 | 21 | 28.9 | 0 | 0.2322 | 0 | 0.34093 | 0 | 0 | 3.92 | 0 | 0 | 0 | 0 | 0 | 19600 | -19600 | -28000 | 0 | -7713075.3164 | -7713.0753 | -234321.2754 | -7642.0741
7 | 9 | 22 | 27.2 | 0 | 0.2356 | 0 | 0.34268 | 0 | 0 | 2.56 | 1.107 | 0 | 0 | 0 | 0 | 18335.1857 | -18335.1857 | -26193.1224 | 0 | -7739268.4389 | -7739.2684 | -235117.0159 | -7668.0261
7 | 9 | 23 | 26.7 | 0 | 0.2366 | 0 | 0.32047 | 0 | 0 | 2.16 | 1.0944 | 0 | 0 | 0 | 0 | 16271.8365 | -16271.8365 | -23245.4807 | 0 | -7762513.9196 | -7762.5139 | -235823.2077 | -7691.0576
7 | 10 | 0 | 26.1 | 0 | 0.2378 | 0 | 0.31376 | 0 | 0 | 1.68 | 1.2165 | 0 | 0 | 0 | 0 | 14482.5218 | -14482.5218 | -20689.3169 | 0 | -7783203.2365 | -7783.2032 | -236451.7439 | -7711.5565
7 | 10 | 1 | 26.7 | 0 | 0.2366 | 0 | 0.28363 | 0 | 0 | 2.16 | 0.67185 | 0 | 0 | 0 | 0 | 14159.2507 | -14159.2507 | -20227.501 | 0 | -7803430.7375 | -7803.4307 | -237066.2503 | -7731.5978
7 | 10 | 2 | 24.4 | 0 | 0.24 | 0 | 0.2566 | 0 | 0 | 0.32 | 2.0128 | 0 | 0 | 0 | 0 | 11663.7883 | -11663.7883 | -16662.5548 | 0 | -7820093.2923 | -7820.0933 | -237572.4544 | -7748.1069
7 | 10 | 3 | 24.4 | 0 | 0.24 | 0 | 0.24361 | 0 | 0 | 0.32 | 1.8275 | 0 | 0 | 0 | 0 | 10737.5358 | -10737.5358 | -15339.3369 | 0 | -7835432.6292 | -7835.4326 | -238038.4596 | -7763.3051
7 | 10 | 4 | 23.9 | 0 | 0.24 | 0 | 0.23529 | 0 | 0 | 0 | 1.9084 | 0 | 0 | 0 | 0 | 9541.9978 | -9541.9978 | -13631.4254 | 0 | -7849064.0545 | -7849.0641 | -238452.5789 | -7776.811
7 | 10 | 5 | 25 | -6.0156 | 0.24 | -473.0005 | 0.21587 | 0 | -473.0005 | 0.8 | 1.0702 | 0 | 0 | 0 | 0 | 9351.1276 | -9824.1281 | -14034.4686 | 0 | -7863098.5232 | -7863.0985 | -238878.9425 | -7790.7163
7 | 10 | 6 | 26.7 | 55.6064 | 0.2366 | 4310.3233 | 0.2005 | 0 | 4310.3233 | 2.16 | 0 | 0 | 0 | 0 | 0 | 10800 | -6489.6767 | -9270.9666 | 0 | -7872369.4898 | -7872.3695 | -239160.5921 | -7799.9019
7 | 10 | 7 | 28.3 | 208.302 | 0.2334 | 15928.1229 | 0.16035 | 0 | 15928.1229 | 3.44 | 0 | 0 | 0 | 0 | 0 | 17200 | -1271.8771 | -1816.9673 | 0 | -7874186.4571 | -7874.1865 | -239215.7911 | -7801.7021
7 | 10 | 8 | 30.6 | 411.2317 | 0.2288 | 30825.7008 | 0.12362 | 0 | 30825.7008 | 5.28 | 0 | 0 | 0 | 0 | 0 | 26400 | 4425.7008 | 0 | 3097.9905 | -7871088.4666 | -7871.0885 | -239121.6749 | -7798.6327
7 | 10 | 9 | 32.2 | 608.2141 | 0.2256 | 44953.7569 | 0.10701 | 0 | 44953.7569 | 6.56 | 0 | 0 | 0 | 0 | 0 | 32800 | 12153.7569 | 0 | 8507.6298 | -7862580.8368 | -7862.5808 | -238863.2153 | -7790.2034
7 | 10 | 10 | 33.9 | 767.0382 | 0.2222 | 55838.2082 | 0.073074 | 0 | 55838.2082 | 7.92 | 0 | 0 | 0 | 0 | 0 | 39600 | 16238.2082 | 0 | 11366.7458 | -7851214.091 | -7851.2141 | -238517.8964 | -7778.9412
7 | 10 | 11 | 35 | 871.4185 | 0.22 | 62808.7112 | 0.075872 | 0 | 62808.7112 | 8.8 | 0 | 0 | 0 | 0 | 0 | 44000 | 18808.7112 | 0 | 13166.0978 | -7838047.9932 | -7838.048 | -238117.9137 | -7765.8963
7 | 10 | 12 | 37.2 | 858.5016 | 0.2156 | 60640.1478 | 0.07834 | 0 | 60640.1478 | 10.56 | 0 | 0 | 0 | 0 | 0 | 52800 | 7840.1478 | 0 | 5488.1035 | -7832559.8897 | -7832.5599 | -237951.1865 | -7760.4588
7 | 10 | 13 | 38.3 | 879.7294 | 0.2134 | 61505.499 | 0.10934 | 0 | 61505.499 | 11.44 | 0 | 0 | 0 | 0 | 0 | 57200 | 4305.499 | 0 | 3013.8493 | -7829546.0404 | -7829.546 | -237859.6265 | -7757.4727
7 | 10 | 14 | 37.8 | 782.1627 | 0.2144 | 54940.4598 | 0.14682 | 0 | 54940.4598 | 11.04 | 0 | 0 | 0 | 0 | 0 | 55200 | -259.5402 | -370.7718 | 0 | -7829916.8122 | -7829.9168 | -237870.8905 | -7757.84
7 | 10 | 15 | 38.3 | 628.7474 | 0.2134 | 43958.3143 | 0.18008 | 0 | 43958.3143 | 11.44 | 0 | 0 | 0 | 0 | 0 | 57200 | -13241.6857 | -18916.6938 | 0 | -7848833.506 | -7848.8335 | -238445.5749 | -7776.5826
7 | 10 | 16 | 37.2 | 437.9885 | 0.2156 | 30937.2612 | 0.19472 | 0 | 30937.2612 | 10.56 | 0 | 0 | 0 | 0 | 0 | 52800 | -21862.7388 | -31232.484 | 0 | -7880065.9901 | -7880.066 | -239394.4098 | -7807.5276
7 | 10 | 17 | 36.7 | 234.7149 | 0.2166 | 16655.9528 | 0.20183 | 0 | 16655.9528 | 10.16 | 0 | 0 | 0 | 0 | 0 | 50800 | -34144.0472 | -48777.2103 | 0 | -7928843.2004 | -7928.8432 | -240876.2491 | -7855.8558
7 | 10 | 18 | 35 | 63.5647 | 0.22 | 4581.512 | 0.23074 | 0 | 4581.512 | 8.8 | 0 | 0 | 0 | 0 | 0 | 44000 | -39418.488 | -56312.1258 | 0 | -7985155.3262 | -7985.1553 | -242586.9973 | -7911.6495
7 | 10 | 19 | 33.9 | 2.4667 | 0.2222 | 179.5663 | 0.26471 | 0 | 179.5663 | 7.92 | 0 | 0 | 0 | 0 | 0 | 39600 | -39420.4337 | -56314.9052 | 0 | -8041470.2314 | -8041.4702 | -244297.8298 | -7967.446
7 | 10 | 20 | 31.7 | 0 | 0.2266 | 0 | 0.26764 | 0 | 0 | 6.16 | 0 | 0 | 0 | 0 | 0 | 30800 | -30800 | -44000 | 0 | -8085470.2314 | -8085.4702 | -245634.5387 | -8011.041
7 | 10 | 21 | 31.1 | 0 | 0.2278 | 0 | 0.27061 | 0 | 0 | 5.68 | 0 | 0 | 0 | 0 | 0 | 28400 | -28400 | -40571.4286 | 0 | -8126041.66 | -8126.0417 | -246867.0884 | -8051.2389
7 | 10 | 22 | 30 | 0 | 0.23 | 0 | 0.29315 | 0 | 0 | 4.8 | 0 | 0 | 0 | 0 | 0 | 24000 | -24000 | -34285.7143 | 0 | -8160327.3743 | -8160.3274 | -247908.6797 | -8085.209
7 | 10 | 23 | 28.3 | 0 | 0.2334 | 0 | 0.32301 | 0 | 0 | 3.44 | 0.33573 | 0 | 0 | 0 | 0 | 18878.6642 | -18878.6642 | -26969.5203 | 0 | -8187296.8946 | -8187.2969 | -248728.0069 | -8111.9303
7 | 11 | 0 | 27.8 | 0 | 0.2344 | 0 | 0.30745 | 0 | 0 | 3.04 | 0.10017 | 0 | 0 | 0 | 0 | 15700.8462 | -15700.8462 | -22429.7802 | 0 | -8209726.6748 | -8209.7267 | -249409.418 | -8134.1536
7 | 11 | 1 | 26.1 | 0 | 0.2378 | 0 | 0.31081 | 0 | 0 | 1.68 | 1.2336 | 0 | 0 | 0 | 0 | 14568.0747 | -14568.0747 | -20811.5353 | 0 | -8230538.2101 | -8230.5382 | -250041.6671 | -8154.7736
7 | 11 | 2 | 26.7 | 0 | 0.2366 | 0 | 0.26901 | 0 | 0 | 2.16 | 0.45101 | 0 | 0 | 0 | 0 | 13055.0482 | -13055.0482 | -18650.0689 | 0 | -8249188.279 | -8249.1883 | -250608.2515 | -8173.252
7 | 11 | 3 | 26.7 | 0 | 0.2366 | 0 | 0.24392 | 0 | 0 | 2.16 | 0.18135 | 0 | 0 | 0 | 0 | 11706.7349 | -11706.7349 | -16723.9069 | 0 | -8265912.186 | -8265.9122 | -251116.3196 | -8189.8219
7 | 11 | 4 | 24.4 | 0 | 0.24 | 0 | 0.24858 | 0 | 0 | 0.32 | 1.6382 | 0 | 0 | 0 | 0 | 9790.7506 | -9790.7506 | -13986.7866 | 0 | -8279898.9726 | -8279.899 | -251541.2346 | -8203.6799
7 | 11 | 5 | 24.4 | -5.6033 | 0.24 | -440.5773 | 0.23701 | 0 | -440.5773 | 0.32 | 1.4983 | 0 | 0 | 0 | 0 | 9091.4984 | -9532.0757 | -13617.251 | 0 | -8293516.2236 | -8293.5162 | -251954.9232 | -8217.1718
7 | 11 | 6 | 26.7 | 55.5053 | 0.2366 | 4302.4869 | 0.21773 | 0 | 4302.4869 | 2.16 | 0 | 0 | 0 | 0 | 0 | 10800 | -6497.5131 | -9282.1616 | 0 | -8302798.3852 | -8302.7984 | -252236.913 | -8226.3686
7 | 11 | 7 | 30 | 210.8878 | 0.23 | 15890.944 | 0.20326 | 0 | 15890.944 | 4.8 | 0 | 0 | 0 | 0 | 0 | 24000 | -8109.056 | -11584.3657 | 0 | -8314382.7509 | -8314.3828 | -252588.8431 | -8237.8463
7 | 11 | 8 | 31.7 | 406.776 | 0.2266 | 30198.5205 | 0.17405 | 0 | 30198.5205 | 6.16 | 0 | 0 | 0 | 0 | 0 | 30800 | -601.4795 | -859.2565 | 0 | -8315242.0074 | -8315.242 | -252614.9471 | -8238.6976
7 | 11 | 9 | 33.9 | 596.6775 | 0.2222 | 43436.4309 | 0.16388 | 0 | 43436.4309 | 7.92 | 0 | 0 | 0 | 0 | 0 | 39600 | 3836.4309 | 0 | 2685.5016 | -8312556.5058 | -8312.5565 | -252533.3622 | -8236.0369
7 | 11 | 10 | 35 | 761.7887 | 0.22 | 54906.9898 | 0.11718 | 0 | 54906.9898 | 8.8 | 0 | 0 | 0 | 0 | 0 | 44000 | 10906.9898 | 0 | 7634.8929 | -8304921.6129 | -8304.9216 | -252301.4161 | -8228.4722
7 | 11 | 11 | 36.1 | 860.2667 | 0.2178 | 61384.8809 | 0.09345 | 0 | 61384.8809 | 9.68 | 0 | 0 | 0 | 0 | 0 | 48400 | 12984.8809 | 0 | 9089.4166 | -8295832.1963 | -8295.8322 | -252025.2819 | -8219.4665
7 | 11 | 12 | 37.2 | 913.3208 | 0.2156 | 64512.2976 | 0.1388 | 0 | 64512.2976 | 10.56 | 0 | 0 | 0 | 0 | 0 | 52800 | 11712.2976 | 0 | 8198.6083 | -8287633.5879 | -8287.6336 | -251776.2103 | -8211.3434
7 | 11 | 13 | 38.3 | 858.5152 | 0.2134 | 60022.3257 | 0.16519 | 0 | 60022.3257 | 11.44 | 0 | 0 | 0 | 0 | 0 | 57200 | 2822.3257 | 0 | 1975.628 | -8285657.9599 | -8285.658 | -251716.1912 | -8209.3859
7 | 11 | 14 | 37.8 | 770.1883 | 0.2144 | 54099.3558 | 0.19764 | 0 | 54099.3558 | 11.04 | 0 | 0 | 0 | 0 | 0 | 55200 | -1100.6442 | -1572.3488 | 0 | -8287230.3088 | -8287.2303 | -251763.9587 | -8210.9438
7 | 11 | 15 | 38.3 | 624.6943 | 0.2134 | 43674.9443 | 0.22921 | 0 | 43674.9443 | 11.44 | 0 | 0 | 0 | 0 | 0 | 57200 | -13525.0557 | -19321.5081 | 0 | -8306551.8169 | -8306.5518 | -252350.9413 | -8230.0874
7 | 11 | 16 | 38.3 | 423.9738 | 0.2134 | 29641.75 | 0.23337 | 0 | 29641.75 | 11.44 | 0 | 0 | 0 | 0 | 0 | 57200 | -27558.25 | -39368.9286 | 0 | -8345920.7455 | -8345.9207 | -253546.9594 | -8269.094
7 | 11 | 17 | 37.2 | 232.2333 | 0.2156 | 16403.7723 | 0.23499 | 0 | 16403.7723 | 10.56 | 0 | 0 | 0 | 0 | 0 | 52800 | -36396.2277 | -51994.6109 | 0 | -8397915.3564 | -8397.9154 | -255126.5425 | -8320.61
7 | 11 | 18 | 36.1 | 64.1276 | 0.2178 | 4575.868 | 0.23488 | 0 | 4575.868 | 9.68 | 0 | 0 | 0 | 0 | 0 | 48400 | -43824.132 | -62605.9029 | 0 | -8460521.2593 | -8460.5213 | -257028.494 | -8382.6396
7 | 11 | 19 | 33.3 | 2.2615 | 0.2234 | 165.5199 | 0.22643 | 0 | 165.5199 | 7.44 | 0 | 0 | 0 | 0 | 0 | 37200 | -37034.4801 | -52906.4001 | 0 | -8513427.6594 | -8513.4277 | -258635.777 | -8435.0589
7 | 11 | 20 | 32.2 | 0 | 0.2256 | 0 | 0.21669 | 0 | 0 | 6.56 | 0 | 0 | 0 | 0 | 0 | 32800 | -32800 | -46857.1429 | 0 | -8560284.8023 | -8560.2848 | -260059.2851 | -8481.4847
7 | 11 | 21 | 31.1 | 0 | 0.2278 | 0 | 0.24175 | 0 | 0 | 5.68 | 0 | 0 | 0 | 0 | 0 | 28400 | -28400 | -40571.4286 | 0 | -8600856.2308 | -8600.8562 | -261291.8349 | -8521.6827
7 | 11 | 22 | 30.6 | 0 | 0.2288 | 0 | 0.26436 | 0 | 0 | 5.28 | 0 | 0 | 0 | 0 | 0 | 26400 | -26400 | -37714.2857 | 0 | -8638570.5165 | -8638.5705 | -262437.5853 | -8559.0498
7 | 11 | 23 | 28.9 | 0 | 0.2322 | 0 | 0.27817 | 0 | 0 | 3.92 | 0 | 0 | 0 | 0 | 0 | 19600 | -19600 | -28000 | 0 | -8666570.5165 | -8666.5705 | -263288.2182 | -8586.7921
7 | 12 | 0 | 28.9 | 0 | 0.2322 | 0 | 0.26582 | 0 | 0 | 3.92 | 0 | 0 | 0 | 0 | 0 | 19600 | -19600 | -28000 | 0 | -8694570.5165 | -8694.5705 | -264138.8511 | -8614.5343
7 | 12 | 1 | 27.8 | 0 | 0.2344 | 0 | 0.24558 | 0 | 0 | 3.04 | 0 | 0 | 0 | 0 | 0 | 15200 | -15200 | -21714.2857 | 0 | -8716284.8023 | -8716.2848 | -264798.5256 | -8636.0487
7 | 12 | 2 | 26.7 | 0 | 0.2366 | 0 | 0.23791 | 0 | 0 | 2.16 | 0.38531 | 0 | 0 | 0 | 0 | 12726.5252 | -12726.5252 | -18180.7503 | 0 | -8734465.5525 | -8734.4656 | -265350.8522 | -8654.0621
7 | 12 | 3 | 26.1 | 0 | 0.2378 | 0 | 0.22382 | 0 | 0 | 1.68 | 0.58843 | 0 | 0 | 0 | 0 | 11342.1608 | -11342.1608 | -16203.0869 | 0 | -8750668.6394 | -8750.6686 | -265843.0979 | -8670.116
7 | 12 | 4 | 26.1 | 0 | 0.2378 | 0 | 0.21901 | 0 | 0 | 1.68 | 0.41641 | 0 | 0 | 0 | 0 | 10482.0692 | -10482.0692 | -14974.3846 | 0 | -8765643.024 | -8765.643 | -266298.0159 | -8684.9526
7 | 12 | 5 | 25.6 | -4.4842 | 0.2388 | -350.822 | 0.2114 | 0 | -350.822 | 1.28 | 0.6223 | 0 | 0 | 0 | 0 | 9511.5154 | -9862.3375 | -14089.0535 | 0 | -8779732.0775 | -8779.7321 | -266726.0378 | -8698.9119
7 | 12 | 6 | 27.8 | 55.528 | 0.2344 | 4264.228 | 0.1969 | 0 | 4264.228 | 3.04 | 0 | 0 | 0 | 0 | 0 | 15200 | -10935.772 | -15622.5314 | 0 | -8795354.6089 | -8795.3546 | -267200.6463 | -8714.3907
7 | 12 | 7 | 30.6 | 204.5139 | 0.2288 | 15330.2473 | 0.15699 | 0 | 15330.2473 | 5.28 | 0 | 0 | 0 | 0 | 0 | 26400 | -11069.7527 | -15813.9324 | 0 | -8811168.5414 | -8811.1685 | -267681.0696 | -8730.059
7 | 12 | 8 | 32.2 | 397.7153 | 0.2256 | 29395.5669 | 0.13163 | 0 | 29395.5669 | 6.56 | 0 | 0 | 0 | 0 | 0 | 32800 | -3404.4331 | -4863.4758 | 0 | -8816032.0172 | -8816.032 | -267828.8208 | -8734.8777
7 | 12 | 9 | 34.4 | 581.319 | 0.2212 | 42127.9213 | 0.10691 | 0 | 42127.9213 | 8.32 | 0 | 0 | 0 | 0 | 0 | 41600 | 527.9213 | 0 | 369.5449 | -8815662.4723 | -8815.6625 | -267817.5941 | -8734.5116
7 | 12 | 10 | 35.6 | 733.6353 | 0.2188 | 52589.3683 | 0.092292 | 0 | 52589.3683 | 9.28 | 0 | 0 | 0 | 0 | 0 | 46400 | 6189.3683 | 0 | 4332.5578 | -8811329.9144 | -8811.3299 | -267685.9721 | -8730.2189
7 | 12 | 11 | 36.7 | 869.6529 | 0.2166 | 61712.7357 | 0.084848 | 0 | 61712.7357 | 10.16 | 0 | 0 | 0 | 0 | 0 | 50800 | 10912.7357 | 0 | 7638.915 | -8803690.9995 | -8803.691 | -267453.9038 | -8722.6503
7 | 12 | 12 | 37.8 | 829.1412 | 0.2144 | 58240.3116 | 0.10354 | 0 | 58240.3116 | 11.04 | 0 | 0 | 0 | 0 | 0 | 55200 | 3040.3116 | 0 | 2128.2181 | -8801562.7814 | -8801.5628 | -267389.2491 | -8720.5417
7 | 12 | 13 | 38.3 | 829.7161 | 0.2134 | 58008.8604 | 0.13114 | 0 | 58008.8604 | 11.44 | 0 | 0 | 0 | 0 | 0 | 57200 | 808.8604 | 0 | 566.2023 | -8800996.5791 | -8800.9966 | -267372.048 | -8719.9807
7 | 12 | 14 | 38.3 | 766.7619 | 0.2134 | 53607.477 | 0.16831 | 0 | 53607.477 | 11.44 | 0 | 0 | 0 | 0 | 0 | 57200 | -3592.523 | -5132.1757 | 0 | -8806128.7549 | -8806.1288 | -267527.9622 | -8725.0656
7 | 12 | 15 | 38.3 | 628.0131 | 0.2134 | 43906.9782 | 0.19512 | 0 | 43906.9782 | 11.44 | 0 | 0 | 0 | 0 | 0 | 57200 | -13293.0218 | -18990.0311 | 0 | -8825118.7859 | -8825.1188 | -268104.8745 | -8743.8808
7 | 12 | 16 | 38.9 | 421.9173 | 0.2122 | 29332.094 | 0.2157 | 0 | 29332.094 | 11.92 | 0 | 0 | 0 | 0 | 0 | 59600 | -30267.906 | -43239.8657 | 0 | -8868358.6516 | -8868.3587 | -269418.4907 | -8786.7227
7 | 12 | 17 | 36.7 | 228.4833 | 0.2166 | 16213.7418 | 0.20914 | 0 | 16213.7418 | 10.16 | 0 | 0 | 0 | 0 | 0 | 50800 | -34586.2582 | -49408.9403 | 0 | -8917767.5919 | -8917.7676 | -270919.5218 | -8835.6768
7 | 12 | 18 | 35 | 64.3638 | 0.22 | 4639.114 | 0.2076 | 0 | 4639.114 | 8.8 | 0.6392 | 0 | 0 | 0 | 0 | 47195.9971 | -42556.8831 | -60795.5473 | 0 | -8978563.1392 | -8978.5631 | -272766.4751 | -8895.9127
7 | 12 | 19 | 33.9 | 2.4667 | 0.2222 | 179.5663 | 0.18915 | 0 | 179.5663 | 7.92 | 1.3681 | 0 | 0 | 0 | 0 | 46440.3475 | -46260.7811 | -66086.8302 | 0 | -9044649.9694 | -9044.65 | -274774.1763 | -8961.3912
7 | 12 | 20 | 33.3 | 0 | 0.2234 | 0 | 0.21646 | 0 | 0 | 7.44 | 0.080295 | 0 | 0 | 0 | 0 | 37601.4756 | -37601.4756 | -53716.3937 | 0 | -9098366.3631 | -9098.3664 | -276406.0667 | -9014.6131
7 | 12 | 21 | 31.1 | 0 | 0.2278 | 0 | 0.29396 | 0 | 0 | 5.68 | 0.42402 | 0 | 0 | 0 | 0 | 30520.1135 | -30520.1135 | -43600.1622 | 0 | -9141966.5253 | -9141.9665 | -277730.6286 | -9057.8119
7 | 12 | 22 | 30 | 0 | 0.23 | 0 | 0.32283 | 0 | 0 | 4.8 | 0.74178 | 0 | 0 | 0 | 0 | 27708.9134 | -27708.9134 | -39584.1619 | 0 | -9181550.6872 | -9181.5507 | -278933.1854 | -9097.0317
7 | 12 | 23 | 29.4 | 0 | 0.2312 | 0 | 0.33776 | 0 | 0 | 4.32 | 0.6376 | 0 | 0 | 0 | 0 | 24788.0193 | -24788.0193 | -35411.4562 | 0 | -9216962.1434 | -9216.9621 | -280008.9765 | -9132.1172
7 | 13 | 0 | 29.4 | 0 | 0.2312 | 0 | 0.3309 | 0 | 0 | 4.32 | 0.13296 | 0 | 0 | 0 | 0 | 22264.7797 | -22264.7797 | -31806.8282 | 0 | -9248768.9716 | -9248.769 | -280975.2599 | -9163.6312
7 | 13 | 1 | 27.8 | 0 | 0.2344 | 0 | 0.31686 | 0 | 0 | 3.04 | 0.73052 | 0 | 0 | 0 | 0 | 18852.6142 | -18852.6142 | -26932.306 | 0 | -9275701.2776 | -9275.7013 | -281793.4565 | -9190.3156
7 | 13 | 2 | 27.2 | 0 | 0.2356 | 0 | 0.28705 | 0 | 0 | 2.56 | 0.60901 | 0 | 0 | 0 | 0 | 15845.0266 | -15845.0266 | -22635.7523 | 0 | -9298337.0299 | -9298.337 | -282481.125 | -9212.743
7 | 13 | 3 | 27.2 | 0 | 0.2356 | 0 | 0.23827 | 0 | 0 | 2.56 | 0.2458 | 0 | 0 | 0 | 0 | 14029.0241 | -14029.0241 | -20041.4631 | 0 | -9318378.4929 | -9318.3785 | -283089.9795 | -9232.5999
7 | 13 | 4 | 26.1 | 0 | 0.2378 | 0 | 0.21141 | 0 | 0 | 1.68 | 0.49672 | 0 | 0 | 0 | 0 | 10883.5974 | -10883.5974 | -15547.9963 | 0 | -9333926.4892 | -9333.9265 | -283562.3237 | -9248.0048
7 | 13 | 5 | 25.6 | -3.5831 | 0.2388 | -280.325 | 0.18407 | 0 | -280.325 | 1.28 | 1.0101 | 0 | 0 | 0 | 0 | 11450.714 | -11731.039 | -16758.6271 | 0 | -9350685.1163 | -9350.6851 | -284071.4466 | -9264.6092
7 | 13 | 6 | 27.2 | 57.1865 | 0.2356 | 4414.0683 | 0.18005 | 0 | 4414.0683 | 2.56 | 0.52938 | 0 | 0 | 0 | 0 | 15446.9205 | -11032.8522 | -15761.2174 | 0 | -9366446.3337 | -9366.4463 | -284550.2684 | -9280.2253
7 | 13 | 7 | 29.4 | 202.3335 | 0.2312 | 15325.8993 | 0.16629 | 0 | 15325.8993 | 4.32 | 0 | 0 | 0 | 0 | 0 | 21600 | -6274.1007 | -8963.001 | 0 | -9375409.3348 | -9375.4093 | -284822.5621 | -9289.1058
7 | 13 | 8 | 31.7 | 396.9496 | 0.2266 | 29469.0172 | 0.16113 | 0 | 29469.0172 | 6.16 | 0 | 0 | 0 | 0 | 0 | 30800 | -1330.9828 | -1901.404 | 0 | -9377310.7388 | -9377.3107 | -284880.3262 | -9290.9897
7 | 13 | 9 | 33.3 | 569.9594 | 0.2234 | 41715.5067 | 0.18173 | 0 | 41715.5067 | 7.44 | 0 | 0 | 0 | 0 | 0 | 37200 | 4515.5067 | 0 | 3160.8547 | -9374149.8841 | -9374.1499 | -284784.3003 | -9287.8579
7 | 13 | 10 | 35.6 | 733.0859 | 0.2188 | 52549.9861 | 0.16384 | 0 | 52549.9861 | 9.28 | 0 | 0 | 0 | 0 | 0 | 46400 | 6149.9861 | 0 | 4304.9903 | -9369844.8938 | -9369.8449 | -284653.5158 | -9283.5926
7 | 13 | 11 | 36.1 | 874.1468 | 0.2178 | 62375.3 | 0.15287 | 0 | 62375.3 | 9.68 | 0 | 0 | 0 | 0 | 0 | 48400 | 13975.3 | 0 | 9782.71 | -9360062.1838 | -9360.0622 | -284356.3195 | -9273.8999
7 | 13 | 12 | 36.1 | 914.3329 | 0.2178 | 65242.8037 | 0.15656 | 0 | 65242.8037 | 9.68 | 0 | 0 | 0 | 0 | 0 | 48400 | 16842.8037 | 0 | 11789.9626 | -9348272.2212 | -9348.2722 | -283998.1434 | -9262.2185
7 | 13 | 13 | 37.2 | 873.4232 | 0.2156 | 61694.1346 | 0.18277 | 0 | 61694.1346 | 10.56 | 0 | 0 | 0 | 0 | 0 | 52800 | 8894.1346 | 0 | 6225.8942 | -9342046.327 | -9342.0463 | -283809.0023 | -9256.0499
7 | 13 | 14 | 36.7 | 784.8957 | 0.2166 | 55698.1572 | 0.20885 | 0 | 55698.1572 | 10.16 | 0.33117 | 0 | 0 | 0 | 0 | 52455.8394 | 3242.3178 | 0 | 2269.6224 | -9339776.7045 | -9339.7767 | -283740.0518 | -9253.8012
7 | 13 | 15 | 36.1 | 630.4316 | 0.2178 | 44984.8512 | 0.23728 | 0 | 44984.8512 | 9.68 | 2.3355 | 0 | 0 | 0 | 0 | 60077.3415 | -15092.4902 | -21560.7003 | 0 | -9361337.4049 | -9361.3374 | -284395.0604 | -9275.1634
7 | 13 | 16 | 35.6 | 418.834 | 0.2188 | 30023.3824 | 0.26595 | 0 | 30023.3824 | 9.28 | 3.1494 | 0 | 0 | 0 | 0 | 62146.7666 | -32123.3843 | -45890.549 | 0 | -9407227.9538 | -9407.228 | -285789.2037 | -9320.6315
7 | 13 | 17 | 34.4 | 235.7647 | 0.2212 | 17085.758 | 0.25636 | 0 | 17085.758 | 8.32 | 3.8563 | 0 | 0 | 0 | 0 | 60881.4872 | -43795.7292 | -62565.3275 | 0 | -9469793.2813 | -9469.7933 | -287689.9225 | -9382.6209
7 | 13 | 18 | 33.9 | 69.5623 | 0.2222 | 5063.9386 | 0.25936 | 0 | 5063.9386 | 7.92 | 3.4207 | 0 | 0 | 0 | 0 | 56703.2708 | -51639.3322 | -73770.4746 | 0 | -9543563.7559 | -9543.5638 | -289931.0508 | -9455.7123
7 | 13 | 19 | 32.2 | 2.4667 | 0.2256 | 182.314 | 0.26279 | 0 | 182.314 | 6.56 | 2.5088 | 0 | 0 | 0 | 0 | 45344.0786 | -45161.7646 | -64516.8066 | 0 | -9608080.5624 | -9608.0806 | -291891.0551 | -9519.6352
7 | 13 | 20 | 31.1 | 0 | 0.2278 | 0 | 0.24814 | 0 | 0 | 5.68 | 1.7014 | 0 | 0 | 0 | 0 | 36906.9211 | -36906.9211 | -52724.173 | 0 | -9660804.7354 | -9660.8047 | -293492.8021 | -9571.874
7 | 13 | 21 | 30 | 0 | 0.23 | 0 | 0.26316 | 0 | 0 | 4.8 | 1.3076 | 0 | 0 | 0 | 0 | 30537.8619 | -30537.8619 | -43625.517 | 0 | -9704430.2524 | -9704.4303 | -294818.1343 | -9615.098
7 | 13 | 22 | 28.9 | 0 | 0.2322 | 0 | 0.27988 | 0 | 0 | 3.92 | 1.4469 | 0 | 0 | 0 | 0 | 26834.6304 | -26834.6304 | -38335.1863 | 0 | -9742765.4387 | -9742.7654 | -295982.7475 | -9653.0803
7 | 13 | 23 | 27.8 | 0 | 0.2344 | 0 | 0.27965 | 0 | 0 | 3.04 | 1.4784 | 0 | 0 | 0 | 0 | 22591.8454 | -22591.8454 | -32274.0648 | 0 | -9775039.5035 | -9775.0395 | -296963.2254 | -9685.0573
7 | 14 | 0 | 26.7 | 0 | 0.2366 | 0 | 0.27276 | 0 | 0 | 2.16 | 1.873 | 0 | 0 | 0 | 0 | 20165.0628 | -20165.0628 | -28807.2326 | 0 | -9803846.7361 | -9803.8467 | -297838.3819 | -9713.5993
7 | 14 | 1 | 26.1 | 0 | 0.2378 | 0 | 0.26664 | 0 | 0 | 1.68 | 1.9091 | 0 | 0 | 0 | 0 | 17945.7024 | -17945.7024 | -25636.7177 | 0 | -9829483.4538 | -9829.4835 | -298617.2188 | -9739
7 | 14 | 2 | 26.1 | 0 | 0.2378 | 0 | 0.25219 | 0 | 0 | 1.68 | 1.344 | 0 | 0 | 0 | 0 | 15120.176 | -15120.176 | -21600.2514 | 0 | -9851083.7052 | -9851.0837 | -299273.429 | -9760.4014
7 | 14 | 3 | 25.6 | 0 | 0.2388 | 0 | 0.21783 | 0 | 0 | 1.28 | 1.322 | 0 | 0 | 0 | 0 | 13010.0578 | -13010.0578 | -18585.7969 | 0 | -9869669.502 | -9869.6695 | -299838.0608 | -9778.8162
7 | 14 | 4 | 25.6 | 0 | 0.2388 | 0 | 0.19585 | 0 | 0 | 1.28 | 1.1133 | 0 | 0 | 0 | 0 | 11966.3127 | -11966.3127 | -17094.7324 | 0 | -9886764.2345 | -9886.7642 | -300357.3945 | -9795.7535
7 | 14 | 5 | 25 | -5.1773 | 0.24 | -407.0886 | 0.18663 | 0 | -407.0886 | 0.8 | 1.3166 | 0 | 0 | 0 | 0 | 10583.0891 | -10990.1776 | -15700.2538 | 0 | -9902464.4882 | -9902.4645 | -300834.3642 | -9811.3092
7 | 14 | 6 | 26.1 | 53.4752 | 0.2378 | 4166.1486 | 0.18182 | 0 | 4166.1486 | 1.68 | 0.66532 | 0 | 0 | 0 | 0 | 11726.5784 | -7560.4298 | -10800.614 | 0 | -9913265.1023 | -9913.2651 | -301162.4841 | -9822.0104
7 | 14 | 7 | 27.8 | 202.5912 | 0.2344 | 15557.8177 | 0.1629 | 0 | 15557.8177 | 3.04 | 0 | 0 | 0 | 0 | 0 | 15200 | 357.8177 | 0 | 250.4724 | -9913014.6299 | -9913.0146 | -301154.8748 | -9821.7623
7 | 14 | 8 | 30 | 412.7037 | 0.23 | 31098.2948 | 0.1643 | 0 | 31098.2948 | 4.8 | 0 | 0 | 0 | 0 | 0 | 24000 | 7098.2948 | 0 | 4968.8064 | -9908045.8235 | -9908.0458 | -301003.9238 | -9816.8392
7 | 14 | 9 | 32.2 | 600.8843 | 0.2256 | 44412.0036 | 0.15413 | 0 | 44412.0036 | 6.56 | 0 | 0 | 0 | 0 | 0 | 32800 | 11612.0036 | 0 | 8128.4025 | -9899917.421 | -9899.9174 | -300756.9849 | -9808.7856
7 | 14 | 10 | 32.8 | 742.0336 | 0.2244 | 54552.7764 | 0.12694 | 0 | 54552.7764 | 7.04 | 0 | 0 | 0 | 0 | 0 | 35200 | 19352.7764 | 0 | 13546.9435 | -9886370.4774 | -9886.3705 | -300345.4322 | -9795.3634
7 | 14 | 11 | 33.9 | 821.7606 | 0.2222 | 59821.8392 | 0.1088 | 0 | 59821.8392 | 7.92 | 0 | 0 | 0 | 0 | 0 | 39600 | 20221.8392 | 0 | 14155.2874 | -9872215.19 | -9872.2152 | -299915.3982 | -9781.3384
7 | 14 | 12 | 33.3 | 914.8771 | 0.2234 | 66960.136 | 0.10048 | 0 | 66960.136 | 7.44 | 0 | 0 | 0 | 0 | 0 | 37200 | 29760.136 | 0 | 20832.0952 | -9851383.0948 | -9851.3831 | -299282.5244 | -9760.6981
7 | 14 | 13 | 33.9 | 884.2306 | 0.2222 | 64369.4797 | 0.12494 | 0 | 64369.4797 | 7.92 | 0 | 0 | 0 | 0 | 0 | 39600 | 24769.4797 | 0 | 17338.6358 | -9834044.459 | -9834.0445 | -298755.781 | -9743.519
7 | 14 | 14 | 35 | 785.5527 | 0.22 | 56619.8072 | 0.18236 | 0 | 56619.8072 | 8.8 | 1.0325 | 0 | 0 | 0 | 0 | 49162.5726 | 7457.2345 | 0 | 5220.0642 | -9828824.3948 | -9828.8244 | -298597.1968 | -9738.347
7 | 14 | 15 | 35 | 631.4877 | 0.22 | 45515.3624 | 0.22547 | 0 | 45515.3624 | 8.8 | 2.9071 | 0 | 0 | 0 | 0 | 58535.746 | -13020.3836 | -18600.548 | 0 | -9847424.9428 | -9847.4249 | -299162.2767 | -9756.7764
7 | 14 | 16 | 34.4 | 440.283 | 0.2212 | 31907.1079 | 0.22644 | 0 | 31907.1079 | 8.32 | 3.833 | 0 | 0 | 0 | 0 | 60765.1353 | -28858.0274 | -41225.7534 | 0 | -9888650.6961 | -9888.6507 | -300414.7047 | -9797.6226
7 | 14 | 17 | 33.9 | 234.2694 | 0.2222 | 17054.1459 | 0.25329 | 0 | 17054.1459 | 7.92 | 3.954 | 0 | 0 | 0 | 0 | 59370.2392 | -42316.0933 | -60451.5619 | 0 | -9949102.2581 | -9949.1023 | -302251.2078 | -9857.5177
7 | 14 | 18 | 32.2 | 62.3506 | 0.2256 | 4608.4004 | 0.25504 | 0 | 4608.4004 | 6.56 | 4.4129 | 0 | 0 | 0 | 0 | 54864.4029 | -50256.0025 | -71794.2893 | 0 | -10020896.5474 | -10020.8965 | -304432.3002 | -9928.6511
7 | 14 | 19 | 31.1 | 1.6444 | 0.2278 | 122.7279 | 0.24074 | 0 | 122.7279 | 5.68 | 2.8569 | 0 | 0 | 0 | 0 | 42684.5922 | -42561.8643 | -60802.6633 | 0 | -10081699.2107 | -10081.6992 | -306279.4697 | -9988.8941
7 | 14 | 20 | 30.6 | 0 | 0.2288 | 0 | 0.242 | 0 | 0 | 5.28 | 1.0921 | 0 | 0 | 0 | 0 | 31860.6282 | -31860.6282 | -45515.1831 | 0 | -10127214.3938 | -10127.2144 | -307662.2094 | -10033.9903
7 | 14 | 21 | 30 | 0 | 0.23 | 0 | 0.25519 | 0 | 0 | 4.8 | 0.77304 | 0 | 0 | 0 | 0 | 27865.19 | -27865.19 | -39807.4142 | 0 | -10167021.808 | -10167.0218 | -308871.5486 | -10073.4312
7 | 14 | 22 | 28.3 | 0 | 0.2334 | 0 | 0.27824 | 0 | 0 | 3.44 | 1.4703 | 0 | 0 | 0 | 0 | 24551.3904 | -24551.3904 | -35073.4149 | 0 | -10202095.2229 | -10202.0952 | -309937.0701 | -10108.1818
7 | 14 | 23 | 27.8 | 0 | 0.2344 | 0 | 0.29153 | 0 | 0 | 3.04 | 1.2664 | 0 | 0 | 0 | 0 | 21532.1304 | -21532.1304 | -30760.1863 | 0 | -10232855.4092 | -10232.8554 | -310871.5567 | -10138.6588
7 | 15 | 0 | 27.2 | 0 | 0.2356 | 0 | 0.32722 | 0 | 0 | 2.56 | 1.2469 | 0 | 0 | 0 | 0 | 19034.4379 | -19034.4379 | -27192.0542 | 0 | -10260047.4633 | -10260.0475 | -311697.6445 | -10165.6006
7 | 15 | 1 | 26.1 | 0 | 0.2378 | 0 | 0.35114 | 0 | 0 | 1.68 | 1.6249 | 0 | 0 | 0 | 0 | 16524.3839 | -16524.3839 | -23606.2627 | 0 | -10283653.726 | -10283.6537 | -312414.7967 | -10188.9895
7 | 15 | 2 | 25.6 | 0 | 0.2388 | 0 | 0.35104 | 0 | 0 | 1.28 | 1.4053 | 0 | 0 | 0 | 0 | 13426.4152 | -13426.4152 | -19180.5931 | 0 | -10302834.3191 | -10302.8343 | -312997.4983 | -10207.9936
7 | 15 | 3 | 25 | 0 | 0.24 | 0 | 0.32829 | 0 | 0 | 0.8 | 1.8261 | 0 | 0 | 0 | 0 | 13130.2834 | -13130.2834 | -18757.5478 | 0 | -10321591.8669 | -10321.5919 | -313567.3479 | -10226.5784
7 | 15 | 4 | 24.4 | 0 | 0.24 | 0 | 0.30896 | 0 | 0 | 0.32 | 1.9794 | 0 | 0 | 0 | 0 | 11497.2454 | -11497.2454 | -16424.6363 | 0 | -10338016.5031 | -10338.0165 | -314066.3241 | -10242.8519
7 | 15 | 5 | 23.9 | -2.7292 | 0.24 | -214.5917 | 0.27843 | 0 | -214.5917 | 0 | 2.4639 | 0 | 0 | 0 | 0 | 12319.6146 | -12534.2062 | -17906.0089 | 0 | -10355922.512 | -10355.9225 | -314610.3042 | -10260.5931
7 | 15 | 6 | 25 | 56.2647 | 0.24 | 4424.0251 | 0.26598 | 0 | 4424.0251 | 0.8 | 1.6641 | 0 | 0 | 0 | 0 | 12320.3829 | -7896.3578 | -11280.5111 | 0 | -10367203.0231 | -10367.203 | -314953.0032 | -10271.7697
7 | 15 | 7 | 27.2 | 207.0282 | 0.2356 | 15979.9416 | 0.21945 | 0 | 15979.9416 | 2.56 | 0.20839 | 0 | 0 | 0 | 0 | 13841.9485 | 2137.9931 | 0 | 1496.5951 | -10365706.428 | -10365.7064 | -314907.5371 | -10270.2869
7 | 15 | 8 | 29.4 | 402.7854 | 0.2312 | 30509.2792 | 0.21125 | 0 | 30509.2792 | 4.32 | 0 | 0 | 0 | 0 | 0 | 21600 | 8909.2792 | 0 | 6236.4955 | -10359469.9325 | -10359.4699 | -314718.0739 | -10264.1078
7 | 15 | 9 | 31.1 | 605.8422 | 0.2278 | 45215.1166 | 0.22432 | 0 | 45215.1166 | 5.68 | 0 | 0 | 0 | 0 | 0 | 28400 | 16815.1166 | 0 | 11770.5816 | -10347699.3509 | -10347.6994 | -314360.4866 | -10252.4456
7 | 15 | 10 | 32.8 | 767.4466 | 0.2244 | 56421.0843 | 0.19165 | 0 | 56421.0843 | 7.04 | 0 | 0 | 0 | 0 | 0 | 35200 | 21221.0843 | 0 | 14854.759 | -10332844.5919 | -10332.8446 | -313909.2028 | -10237.7276
7 | 15 | 11 | 32.8 | 830.4926 | 0.2244 | 61056.0957 | 0.15948 | 0 | 61056.0957 | 7.04 | 0 | 0 | 0 | 0 | 0 | 35200 | 25856.0957 | 0 | 18099.267 | -10314745.3249 | -10314.7453 | -313359.3516 | -10219.7949
7 | 15 | 12 | 33.9 | 915.3835 | 0.2222 | 66637.3212 | 0.15881 | 0 | 66637.3212 | 7.92 | 0 | 0 | 0 | 0 | 0 | 39600 | 27037.3212 | 0 | 18926.1248 | -10295819.2001 | -10295.8192 | -312784.3808 | -10201.043
7 | 15 | 13 | 32.8 | 885.0528 | 0.2244 | 65067.2495 | 0.17532 | 0 | 65067.2495 | 7.04 | 0.3617 | 0 | 0 | 0 | 0 | 37008.4952 | 28058.7543 | 0 | 19641.128 | -10276178.0721 | -10276.1781 | -312187.6883 | -10181.5827
7 | 15 | 14 | 33.3 | 775.0925 | 0.2234 | 56729.259 | 0.22327 | 0 | 56729.259 | 7.44 | 1.8817 | 0 | 0 | 0 | 0 | 46608.4827 | 10120.7764 | 0 | 7084.5434 | -10269093.5286 | -10269.0935 | -311972.4616 | -10174.5634
7 | 15 | 15 | 32.8 | 631.7249 | 0.2244 | 46443.1091 | 0.26003 | 0 | 46443.1091 | 7.04 | 4.5244 | 0 | 0 | 0 | 0 | 57821.7995 | -11378.6905 | -16255.2721 | 0 | -10285348.8007 | -10285.3488 | -312466.2927 | -10190.669
7 | 15 | 16 | 31.7 | 439.0518 | 0.2266 | 32594.6315 | 0.26262 | 0 | 32594.6315 | 6.16 | 7.0622 | 0 | 0 | 0 | 0 | 66110.8002 | -33516.1687 | -47880.241 | 0 | -10333229.0417 | -10333.229 | -313920.8823 | -10238.1085
7 | 15 | 17 | 30.6 | 229.5177 | 0.2288 | 17204.5217 | 0.27979 | 0 | 17204.5217 | 5.28 | 7.2435 | 0 | 0 | 0 | 0 | 62617.4585 | -45412.9368 | -64875.624 | 0 | -10398104.6657 | -10398.1047 | -315891.7873 | -10302.3869
7 | 15 | 18 | 30 | 63.5356 | 0.23 | 4787.5702 | 0.27855 | 0 | 4787.5702 | 4.8 | 6.4382 | 0 | 0 | 0 | 0 | 56191.1778 | -51403.6076 | -73433.7251 | 0 | -10471538.3908 | -10471.5384 | -318122.6853 | -10375.1447
7 | 15 | 19 | 28.3 | 1.6444 | 0.2334 | 125.7449 | 0.29676 | 0 | 125.7449 | 3.44 | 5.0961 | 0 | 0 | 0 | 0 | 42680.6158 | -42554.8709 | -60792.6727 | 0 | -10532331.0636 | -10532.3311 | -319969.5513 | -10435.3777
7 | 15 | 20 | 28.3 | 0 | 0.2334 | 0 | 0.31851 | 0 | 0 | 3.44 | 2.4203 | 0 | 0 | 0 | 0 | 29301.2863 | -29301.2863 | -41858.9804 | 0 | -10574190.044 | -10574.19 | -321241.2165 | -10476.8514
7 | 15 | 21 | 27.2 | 0 | 0.2356 | 0 | 0.36384 | 0 | 0 | 2.56 | 2.8222 | 0 | 0 | 0 | 0 | 26911.0063 | -26911.0063 | -38444.2947 | 0 | -10612634.3387 | -10612.6343 | -322409.1445 | -10514.9418
7 | 15 | 22 | 26.1 | 0 | 0.2378 | 0 | 0.38725 | 0 | 0 | 1.68 | 3.4788 | 0 | 0 | 0 | 0 | 25793.7531 | -25793.7531 | -36848.2188 | 0 | -10649482.5574 | -10649.4826 | -323528.584 | -10551.4508
7 | 15 | 23 | 25.6 | 0 | 0.2388 | 0 | 0.39811 | 0 | 0 | 1.28 | 3.3641 | 0 | 0 | 0 | 0 | 23220.5087 | -23220.5087 | -33172.1553 | 0 | -10682654.7127 | -10682.6547 | -324536.3457 | -10584.3176
7 | 16 | 0 | 25 | 0 | 0.24 | 0 | 0.38985 | 0 | 0 | 0.8 | 3.2533 | 0 | 0 | 0 | 0 | 20266.5342 | -20266.5342 | -28952.1918 | 0 | -10711606.9045 | -10711.6069 | -325415.906 | -10613.0033
7 | 16 | 1 | 24.4 | 0 | 0.24 | 0 | 0.38862 | 0 | 0 | 0.32 | 3.2623 | 0 | 0 | 0 | 0 | 17911.4299 | -17911.4299 | -25587.757 | 0 | -10737194.6615 | -10737.1947 | -326193.2555 | -10638.3555
7 | 16 | 2 | 24.4 | 0 | 0.24 | 0 | 0.37912 | 0 | 0 | 0.32 | 2.9023 | 0 | 0 | 0 | 0 | 16111.3973 | -16111.3973 | -23016.2819 | 0 | -10760210.9434 | -10760.2109 | -326892.4844 | -10661.1599
7 | 16 | 3 | 23.9 | 0 | 0.24 | 0 | 0.38742 | 0 | 0 | 0 | 3.1271 | 0 | 0 | 0 | 0 | 15635.6441 | -15635.6441 | -22336.6345 | 0 | -10782547.5779 | -10782.5476 | -327571.0657 | -10683.2909
7 | 16 | 4 | 23.3 | 0 | 0.24 | 0 | 0.39129 | 0 | 0 | 0 | 2.9604 | 0 | 0 | 0 | 0 | 14801.7887 | -14801.7887 | -21145.4125 | 0 | -10803692.9904 | -10803.693 | -328213.4579 | -10704.2417
7 | 16 | 5 | 23.3 | -5.037 | 0.24 | -396.057 | 0.38334 | 0 | -396.057 | 0 | 2.6476 | 0 | 0 | 0 | 0 | 13237.8821 | -13633.9391 | -19477.0559 | 0 | -10823170.0463 | -10823.17 | -328805.166 | -10723.5394
7 | 16 | 6 | 25 | 53.3426 | 0.24 | 4194.2645 | 0.37535 | 0 | 4194.2645 | 0.8 | 2.041 | 0 | 0 | 0 | 0 | 14204.8276 | -10010.5631 | -14300.8045 | 0 | -10837470.8508 | -10837.4709 | -329239.6208 | -10737.7086
7 | 16 | 7 | 26.7 | 203.9214 | 0.2366 | 15806.945 | 0.31358 | 0 | 15806.945 | 2.16 | 0.65223 | 0 | 0 | 0 | 0 | 14061.1501 | 1745.7949 | 0 | 1222.0564 | -10836248.7943 | -10836.2488 | -329202.495 | -10736.4978
7 | 16 | 8 | 28.9 | 394.1584 | 0.2322 | 29984.9583 | 0.32598 | 0 | 29984.9583 | 3.92 | 0 | 0 | 0 | 0 | 0 | 19600 | 10384.9583 | 0 | 7269.4708 | -10828979.3236 | -10828.9793 | -328981.6503 | -10729.2952
7 | 16 | 9 | 30.6 | 607.6139 | 0.2288 | 45546.4067 | 0.33243 | 0 | 45546.4067 | 5.28 | 0 | 0 | 0 | 0 | 0 | 26400 | 19146.4067 | 0 | 13402.4847 | -10815576.8389 | -10815.5768 | -328574.4862 | -10716.0161
7 | 16 | 10 | 32.2 | 728.0325 | 0.2256 | 53809.6628 | 0.26416 | 0 | 53809.6628 | 6.56 | 0 | 0 | 0 | 0 | 0 | 32800 | 21009.6628 | 0 | 14706.7639 | -10800870.0749 | -10800.8701 | -328127.6985 | -10701.4447
7 | 16 | 11 | 32.2 | 823.9683 | 0.2256 | 60900.3815 | 0.22394 | 0 | 60900.3815 | 6.56 | 0 | 0 | 0 | 0 | 0 | 32800 | 28100.3815 | 0 | 19670.267 | -10781199.8079 | -10781.1998 | -327530.1207 | -10681.9555
7 | 16 | 12 | 35 | 839.8621 | 0.22 | 60534.2353 | 0.21038 | 0 | 60534.2353 | 8.8 | 0 | 0 | 0 | 0 | 0 | 44000 | 16534.2353 | 0 | 11573.9647 | -10769625.8432 | -10769.6258 | -327178.5066 | -10670.4881
7 | 16 | 13 | 34.4 | 841.4135 | 0.2212 | 60976.8493 | 0.2442 | 0 | 60976.8493 | 8.32 | 0 | 0 | 0 | 0 | 0 | 41600 | 19376.8493 | 0 | 13563.7945 | -10756062.0487 | -10756.062 | -326766.442 | -10657.0492
7 | 16 | 14 | 32.8 | 764.2021 | 0.2244 | 56182.5581 | 0.28794 | 0 | 56182.5581 | 7.04 | 2.7373 | 0 | 0 | 0 | 0 | 48886.6569 | 7295.9012 | 0 | 5107.1309 | -10750954.9178 | -10750.9549 | -326611.2886 | -10651.9891
7 | 16 | 15 | 31.7 | 632.176 | 0.2266 | 46931.919 | 0.32977 | 0 | 46931.919 | 6.16 | 5.5916 | 0 | 0 | 0 | 0 | 58757.8155 | -11825.8965 | -16894.1378 | 0 | -10767849.0556 | -10767.8491 | -327124.5283 | -10668.7277
7 | 16 | 16 | 31.1 | 413.6843 | 0.2278 | 30874.0224 | 0.36118 | 0 | 30874.0224 | 5.68 | 6.7714 | 0 | 0 | 0 | 0 | 62256.8095 | -31382.7871 | -44832.5529 | 0 | -10812681.6086 | -10812.6816 | -328486.5299 | -10713.1475
7 | 16 | 17 | 31.7 | 246.1574 | 0.2266 | 18274.4062 | 0.38125 | 0 | 18274.4062 | 6.16 | 5.6915 | 0 | 0 | 0 | 0 | 59257.4443 | -40983.0381 | -58547.1973 | 0 | -10871228.8059 | -10871.2288 | -330265.1789 | -10771.1558
7 | 16 | 18 | 30.6 | 55.6149 | 0.2288 | 4168.8655 | 0.38266 | 0 | 4168.8655 | 5.28 | 5.1834 | 0 | 0 | 0 | 0 | 52316.8918 | -48148.0263 | -68782.8947 | 0 | -10940011.7006 | -10940.0117 | -332354.7858 | -10839.3055
7 | 16 | 19 | 28.9 | 0.82222 | 0.2322 | 62.5492 | 0.39005 | 0 | 62.5492 | 3.92 | 4.131 | 0 | 0 | 0 | 0 | 40255.0253 | -40192.4761 | -57417.823 | 0 | -10997429.5236 | -10997.4295 | -334099.1248 | -10896.1948
7 | 16 | 20 | 27.2 | 0 | 0.2356 | 0 | 0.3754 | 0 | 0 | 2.56 | 2.2033 | 0 | 0 | 0 | 0 | 23816.2735 | -23816.2735 | -34023.2478 | 0 | -11031452.7714 | -11031.4528 | -335132.7424 | -10929.9048
7 | 16 | 21 | 26.7 | 0 | 0.2366 | 0 | 0.41818 | 0 | 0 | 2.16 | 2.1831 | 0 | 0 | 0 | 0 | 21715.281 | -21715.281 | -31021.83 | 0 | -11062474.6014 | -11062.4746 | -336075.1778 | -10960.6411
7 | 16 | 22 | 26.1 | 0 | 0.2378 | 0 | 0.45402 | 0 | 0 | 1.68 | 3.7863 | 0 | 0 | 0 | 0 | 27331.4235 | -27331.4235 | -39044.8908 | 0 | -11101519.4922 | -11101.5195 | -337261.3517 | -10999.3266
7 | 16 | 23 | 25 | 0 | 0.24 | 0 | 0.49645 | 0 | 0 | 0.8 | 4.2078 | 0 | 0 | 0 | 0 | 25039.2442 | -25039.2442 | -35770.3488 | 0 | -11137289.841 | -11137.2898 | -338348.0458 | -11034.7677
7 | 17 | 0 | 25 | 0 | 0.24 | 0 | 0.51713 | 0 | 0 | 0.8 | 3.7634 | 0 | 0 | 0 | 0 | 22817.1507 | -22817.1507 | -32595.9296 | 0 | -11169885.7706 | -11169.8858 | -339338.3019 | -11067.0635
7 | 17 | 1 | 25.6 | 0 | 0.2388 | 0 | 0.51418 | 0 | 0 | 1.28 | 2.7452 | 0 | 0 | 0 | 0 | 20125.7759 | -20125.7759 | -28751.1085 | 0 | -11198636.8791 | -11198.6369 | -340211.7533 | -11095.55
7 | 17 | 2 | 24.4 | 0 | 0.24 | 0 | 0.52851 | 0 | 0 | 0.32 | 3.1822 | 0 | 0 | 0 | 0 | 17511.0424 | -17511.0424 | -25015.7749 | 0 | -11223652.654 | -11223.6527 | -340971.7262 | -11120.3355
7 | 17 | 3 | 23.9 | 0 | 0.24 | 0 | 0.53954 | 0 | 0 | 0 | 3.095 | 0 | 0 | 0 | 0 | 15474.8047 | -15474.8047 | -22106.8639 | 0 | -11245759.5178 | -11245.7595 | -341643.3271 | -11142.2388
7 | 17 | 4 | 23.9 | 0 | 0.24 | 0 | 0.53906 | 0 | 0 | 0 | 2.7662 | 0 | 0 | 0 | 0 | 13831.0487 | -13831.0487 | -19758.6411 | 0 | -11265518.1589 | -11265.5182 | -342243.5896 | -11161.8156
7 | 17 | 5 | 23.9 | -0.33772 | 0.24 | -26.5542 | 0.51778 | 0 | -26.5542 | 0 | 2.5271 | 0 | 0 | 0 | 0 | 12635.5899 | -12662.1441 | -18088.7772 | 0 | -11283606.9362 | -11283.6069 | -342793.1221 | -11179.7379
7 | 17 | 6 | 25.6 | 62.4391 | 0.2388 | 4884.9625 | 0.49291 | 0 | 4884.9625 | 1.28 | 1.3086 | 0 | 0 | 0 | 0 | 12942.7562 | -8057.7937 | -11511.1338 | 0 | -11295118.07 | -11295.1181 | -343142.8274 | -11191.143
7 | 17 | 7 | 28.3 | 179.4082 | 0.2334 | 13718.7164 | 0.43229 | 0 | 13718.7164 | 3.44 | 0 | 0 | 0 | 0 | 0 | 17200 | -3481.2836 | -4973.2623 | 0 | -11300091.3323 | -11300.0913 | -343293.9139 | -11196.0705
7 | 17 | 8 | 30.6 | 374.74 | 0.2288 | 28090.3089 | 0.44622 | 0 | 28090.3089 | 5.28 | 0 | 0 | 0 | 0 | 0 | 26400 | 1690.3089 | 0 | 1183.2162 | -11298908.1161 | -11298.9081 | -343257.9681 | -11194.8982
7 | 17 | 9 | 32.2 | 568.2317 | 0.2256 | 41998.6155 | 0.46163 | 0 | 41998.6155 | 6.56 | 0 | 0 | 0 | 0 | 0 | 32800 | 9198.6155 | 0 | 6439.0308 | -11292469.0853 | -11292.4691 | -343062.352 | -11188.5184
7 | 17 | 10 | 33.3 | 662.7436 | 0.2234 | 48506.406 | 0.38966 | 0 | 48506.406 | 7.44 | 0 | 0 | 0 | 0 | 0 | 37200 | 11306.406 | 0 | 7914.4842 | -11284554.6011 | -11284.5546 | -342821.9119 | -11180.6768
7 | 17 | 11 | 33.9 | 856.8164 | 0.2222 | 62373.8019 | 0.32973 | 0 | 62373.8019 | 7.92 | 0 | 0 | 0 | 0 | 0 | 39600 | 22773.8019 | 0 | 15941.6614 | -11268612.9397 | -11268.6129 | -342337.6083 | -11164.8819
7 | 17 | 12 | 33.3 | 838.008 | 0.2234 | 61334.06 | 0.31157 | 0 | 61334.06 | 7.44 | 0 | 0 | 0 | 0 | 0 | 37200 | 24134.06 | 0 | 16893.842 | -11251719.0977 | -11251.7191 | -341824.3777 | -11148.1436
7 | 17 | 13 | 35 | 834.6735 | 0.22 | 60160.263 | 0.3267 | 0 | 60160.263 | 8.8 | 0 | 0 | 0 | 0 | 0 | 44000 | 16160.263 | 0 | 11312.1841 | -11240406.9136 | -11240.4069 | -341480.7164 | -11136.9355
7 | 17 | 14 | 36.1 | 747.483 | 0.2178 | 53337.1254 | 0.34558 | 0 | 53337.1254 | 9.68 | 0.31574 | 0 | 0 | 0 | 0 | 49978.6797 | 3358.4457 | 0 | 2350.912 | -11238056.0016 | -11238.056 | -341409.2963 | -11134.6062
7 | 17 | 15 | 35.6 | 613.1015 | 0.2188 | 43949.115 | 0.37257 | 0 | 43949.115 | 9.28 | 2.7716 | 0 | 0 | 0 | 0 | 60257.7591 | -16308.6441 | -23298.063 | 0 | -11261354.0647 | -11261.3541 | -342117.0855 | -11157.6898
7 | 17 | 16 | 31.7 | 441.7131 | 0.2266 | 32792.2033 | 0.40304 | 0 | 32792.2033 | 6.16 | 6.2351 | 0 | 0 | 0 | 0 | 61975.7444 | -29183.5411 | -41690.773 | 0 | -11303044.8377 | -11303.0448 | -343383.6406 | -11198.9968
7 | 17 | 17 | 32.8 | 229.2768 | 0.2244 | 16855.9561 | 0.41911 | 0 | 16855.9561 | 7.04 | 4.3583 | 0 | 0 | 0 | 0 | 56991.3663 | -40135.4102 | -57336.3003 | 0 | -11360381.1379 | -11360.3811 | -345125.5029 | -11255.8053
7 | 17 | 18 | 31.1 | 63.9335 | 0.2278 | 4771.4761 | 0.44503 | 0 | 4771.4761 | 5.68 | 3.6187 | 0 | 0 | 0 | 0 | 46493.4064 | -41721.9302 | -59602.7575 | 0 | -11419983.8954 | -11419.9839 | -346936.2196 | -11314.8594
7 | 17 | 19 | 30 | 1.6444 | 0.23 | 123.9132 | 0.43675 | 0 | 123.9132 | 4.8 | 2.6155 | 0 | 0 | 0 | 0 | 37077.5239 | -36953.6108 | -52790.8725 | 0 | -11472774.768 | -11472.7748 | -348539.993 | -11367.1643
7 | 17 | 20 | 28.9 | 0 | 0.2322 | 0 | 0.42717 | 0 | 0 | 3.92 | 1.8765 | 0 | 0 | 0 | 0 | 28982.578 | -28982.578 | -41403.6828 | 0 | -11514178.4508 | -11514.1785 | -349797.8264 | -11408.1869
7 | 17 | 21 | 28.3 | 0 | 0.2334 | 0 | 0.47803 | 0 | 0 | 3.44 | 2.8058 | 0 | 0 | 0 | 0 | 31229.0778 | -31229.0778 | -44612.9683 | 0 | -11558791.4191 | -11558.7914 | -351153.157 | -11452.3892
7 | 17 | 22 | 27.8 | 0 | 0.2344 | 0 | 0.52458 | 0 | 0 | 3.04 | 3.0103 | 0 | 0 | 0 | 0 | 30251.6798 | -30251.6798 | -43216.6854 | 0 | -11602008.1046 | -11602.0081 | -352466.069 | -11495.208
7 | 17 | 23 | 27.8 | 0 | 0.2344 | 0 | 0.55172 | 0 | 0 | 3.04 | 2.2915 | 0 | 0 | 0 | 0 | 26657.3182 | -26657.3182 | -38081.8831 | 0 | -11640089.9877 | -11640.09 | -353622.987 | -11532.9394
7 | 18 | 0 | 27.2 | 0 | 0.2356 | 0 | 0.57673 | 0 | 0 | 2.56 | 2.1638 | 0 | 0 | 0 | 0 | 23618.9315 | -23618.9315 | -33741.3307 | 0 | -11673831.3184 | -11673.8313 | -354648.0401 | -11566.3701
7 | 18 | 1 | 26.7 | 0 | 0.2366 | 0 | 0.61159 | 0 | 0 | 2.16 | 1.881 | 0 | 0 | 0 | 0 | 20204.9875 | -20204.9875 | -28864.2678 | 0 | -11702695.5862 | -11702.6956 | -355524.9292 | -11594.9687
7 | 18 | 2 | 26.1 | 0 | 0.2378 | 0 | 0.60631 | 0 | 0 | 1.68 | 1.7857 | 0 | 0 | 0 | 0 | 17328.5809 | -17328.5809 | -24755.1156 | 0 | -11727450.7019 | -11727.4507 | -356276.9833 | -11619.4959
7 | 18 | 3 | 25.6 | 0 | 0.2388 | 0 | 0.60347 | 0 | 0 | 1.28 | 1.9444 | 0 | 0 | 0 | 0 | 16121.9012 | -16121.9012 | -23031.2874 | 0 | -11750481.9893 | -11750.482 | -356976.668 | -11642.3152
7 | 18 | 4 | 25 | 0 | 0.24 | 0 | 0.58087 | 0 | 0 | 0.8 | 2.0918 | 0 | 0 | 0 | 0 | 14459.2048 | -14459.2048 | -20656.0069 | 0 | -11771137.9962 | -11771.138 | -357604.1923 | -11662.781
7 | 18 | 5 | 25 | -1.3549 | 0.24 | -106.5342 | 0.5543 | 0 | -106.5342 | 0.8 | 1.9187 | 0 | 0 | 0 | 0 | 13593.4097 | -13699.9439 | -19571.3484 | 0 | -11790709.3446 | -11790.7093 | -358198.7649 | -11682.1722
7 | 18 | 6 | 26.7 | 55.613 | 0.2366 | 4310.8384 | 0.54096 | 0 | 4310.8384 | 2.16 | 0.67436 | 0 | 0 | 0 | 0 | 14171.7985 | -9860.9601 | -14087.0858 | 0 | -11804796.4304 | -11804.7964 | -358626.727 | -11696.1296
7 | 18 | 7 | 28.3 | 200.4937 | 0.2334 | 15331.0565 | 0.48952 | 0 | 15331.0565 | 3.44 | 0 | 0 | 0 | 0 | 0 | 17200 | -1868.9435 | -2669.9192 | 0 | -11807466.3496 | -11807.4663 | -358707.8385 | -11698.775
7 | 18 | 8 | 29.4 | 411.4989 | 0.2312 | 31169.2914 | 0.49242 | 0 | 31169.2914 | 4.32 | 0 | 0 | 0 | 0 | 0 | 21600 | 9569.2914 | 0 | 6698.504 | -11800767.8456 | -11800.7678 | -358504.3396 | -11692.1381
7 | 18 | 9 | 31.7 | 609.1564 | 0.2266 | 45222.9735 | 0.48991 | 0 | 45222.9735 | 6.16 | 0 | 0 | 0 | 0 | 0 | 30800 | 14422.9735 | 0 | 10096.0814 | -11790671.7642 | -11790.6718 | -358197.6232 | -11682.135
7 | 18 | 10 | 33.9 | 768.445 | 0.2222 | 55940.6176 | 0.44689 | 0 | 55940.6176 | 7.92 | 0 | 0 | 0 | 0 | 0 | 39600 | 16340.6176 | 0 | 11438.4323 | -11779233.3319 | -11779.2333 | -357850.1265 | -11670.8019
7 | 18 | 11 | 34.4 | 869.5352 | 0.2212 | 63014.819 | 0.40221 | 0 | 63014.819 | 8.32 | 0 | 0 | 0 | 0 | 0 | 41600 | 21414.819 | 0 | 14990.3733 | -11764242.9586 | -11764.243 | -357394.7228 | -11655.9495
7 | 18 | 12 | 35 | 854.2253 | 0.22 | 61569.4836 | 0.36665 | 0 | 61569.4836 | 8.8 | 0 | 0 | 0 | 0 | 0 | 44000 | 17569.4836 | 0 | 12298.6385 | -11751944.3201 | -11751.9443 | -357021.0933 | -11643.764
7 | 18 | 13 | 35.6 | 887.2359 | 0.2188 | 63599.9586 | 0.35343 | 0 | 63599.9586 | 9.28 | 0 | 0 | 0 | 0 | 0 | 46400 | 17199.9586 | 0 | 12039.9711 | -11739904.349 | -11739.9043 | -356655.322 | -11631.8349
7 | 18 | 14 | 36.1 | 770.5487 | 0.2178 | 54982.9908 | 0.35993 | 0 | 54982.9908 | 9.68 | 1.471 | 0 | 0 | 0 | 0 | 55755.21 | -772.2192 | -1103.1703 | 0 | -11741007.5194 | -11741.0075 | -356688.836 | -11632.9279
7 | 18 | 15 | 35.6 | 321.2705 | 0.2188 | 23029.7143 | 0.37019 | 0 | 23029.7143 | 9.28 | 4.3676 | 0 | 0 | 0 | 0 | 68238.1316 | -45208.4173 | -64583.4533 | 0 | -11805590.9727 | -11805.591 | -358650.865 | -11696.9169
7 | 18 | 16 | 32.8 | 267.0747 | 0.2244 | 19634.7771 | 0.37109 | 0 | 19634.7771 | 7.04 | 7.6125 | 0 | 0 | 0 | 0 | 73262.3831 | -53627.606 | -76610.8658 | 0 | -11882201.8384 | -11882.2018 | -360978.2837 | -11772.8225
7 | 18 | 17 | 30.6 | 207.01 | 0.2288 | 15517.3594 | 0.39667 | 0 | 15517.3594 | 5.28 | 8.11 | 0 | 0 | 0 | 0 | 66949.8562 | -51432.4968 | -73474.9955 | 0 | -11955676.8339 | -11955.6768 | -363210.4355 | -11845.6211
7 | 18 | 18 | 28.9 | 64.5875 | 0.2322 | 4913.3911 | 0.42671 | 0 | 4913.3911 | 3.92 | 7.8988 | 0 | 0 | 0 | 0 | 59093.7692 | -54180.3781 | -77400.5402 | 0 | -12033077.374 | -12033.0774 | -365561.8443 | -11922.3092
7 | 18 | 19 | 27.8 | 1.6444 | 0.2344 | 126.2837 | 0.44741 | 0 | 126.2837 | 3.04 | 5.7556 | 0 | 0 | 0 | 0 | 43977.7837 | -43851.5 | -62645 | 0 | -12095722.374 | -12095.7224 | -367464.9835 | -11984.3775
7 | 18 | 20 | 26.1 | 0 | 0.2378 | 0 | 0.47664 | 0 | 0 | 1.68 | 3.9756 | 0 | 0 | 0 | 0 | 28278.2087 | -28278.2087 | -40397.441 | 0 | -12136119.8151 | -12136.1198 | -368692.2475 | -12024.4031
7 | 18 | 21 | 25.6 | 0 | 0.2388 | 0 | 0.55577 | 0 | 0 | 1.28 | 2.9258 | 0 | 0 | 0 | 0 | 21029.2143 | -21029.2143 | -30041.7348 | 0 | -12166161.5498 | -12166.1615 | -369604.9078 | -12054.1683
7 | 18 | 22 | 25.6 | 0 | 0.2388 | 0 | 0.60134 | 0 | 0 | 1.28 | 3.1814 | 0 | 0 | 0 | 0 | 22306.804 | -22306.804 | -31866.8628 | 0 | -12198028.4127 | -12198.0284 | -370573.0151 | -12085.7418
7 | 18 | 23 | 25 | 0 | 0.24 | 0 | 0.62348 | 0 | 0 | 0.8 | 4.3929 | 0 | 0 | 0 | 0 | 25964.356 | -25964.356 | -37091.9371 | 0 | -12235120.3498 | -12235.1203 | -371699.8587 | -12122.4923
7 | 19 | 0 | 25 | 0 | 0.24 | 0 | 0.64794 | 0 | 0 | 0.8 | 3.7532 | 0 | 0 | 0 | 0 | 22765.819 | -22765.819 | -32522.5986 | 0 | -12267642.9483 | -12267.6429 | -372687.887 | -12154.7155
7 | 19 | 1 | 25 | 0 | 0.24 | 0 | 0.63922 | 0 | 0 | 0.8 | 3.116 | 0 | 0 | 0 | 0 | 19579.8298 | -19579.8298 | -27971.1854 | 0 | -12295614.1338 | -12295.6141 | -373537.6446 | -12182.4292
7 | 19 | 2 | 24.4 | 0 | 0.24 | 0 | 0.62645 | 0 | 0 | 0.32 | 3.1411 | 0 | 0 | 0 | 0 | 17305.7155 | -17305.7155 | -24722.4507 | 0 | -12320336.5845 | -12320.3366 | -374288.7064 | -12206.9241
7 | 19 | 3 | 23.9 | 0 | 0.24 | 0 | 0.62253 | 0 | 0 | 0 | 3.1687 | 0 | 0 | 0 | 0 | 15843.2525 | -15843.2525 | -22633.2178 | 0 | -12342969.8023 | -12342.9698 | -374976.2978 | -12229.349
7 | 19 | 4 | 23.9 | 0 | 0.24 | 0 | 0.61259 | 0 | 0 | 0 | 2.8807 | 0 | 0 | 0 | 0 | 14403.6827 | -14403.6827 | -20576.6895 | 0 | -12363546.4918 | -12363.5465 | -375601.4124 | -12249.7362
7 | 19 | 5 | 23.3 | 1.0244 | 0.24 | 80.5443 | 0.60639 | 0 | 80.5443 | 0 | 2.8143 | 0 | 0 | 0 | 0 | 14071.7375 | -13991.1932 | -19987.4189 | 0 | -12383533.9107 | -12383.5339 | -376208.6251 | -12269.5397
7 | 19 | 6 | 25 | 53.8406 | 0.24 | 4233.422 | 0.57411 | 0 | 4233.422 | 0.8 | 2.325 | 0 | 0 | 0 | 0 | 15625.0054 | -11391.5833 | -16273.6905 | 0 | -12399807.6012 | -12399.8076 | -376703.0157 | -12285.6635
7 | 19 | 7 | 26.7 | 196.4881 | 0.2366 | 15230.7561 | 0.52042 | 0 | 15230.7561 | 2.16 | 1.0688 | 0 | 0 | 0 | 0 | 16144.0775 | -913.3214 | -1304.7449 | 0 | -12401112.3461 | -12401.1123 | -376742.6536 | -12286.9563
7 | 19 | 8 | 28.9 | 385.7325 | 0.2322 | 29343.9715 | 0.51564 | 0 | 29343.9715 | 3.92 | 0 | 0 | 0 | 0 | 0 | 19600 | 9743.9715 | 0 | 6820.78 | -12394291.5661 | -12394.2916 | -376535.44 | -12280.1983
7 | 19 | 9 | 30.6 | 434.7617 | 0.2288 | 32589.4998 | 0.50285 | 0 | 32589.4998 | 5.28 | 0 | 0 | 0 | 0 | 0 | 26400 | 6189.4998 | 0 | 4332.6499 | -12389958.9162 | -12389.9589 | -376403.8152 | -12275.9055
7 | 19 | 10 | 30.6 | 742.2684 | 0.2288 | 55640.0353 | 0.45649 | 0 | 55640.0353 | 5.28 | 0 | 0 | 0 | 0 | 0 | 26400 | 29240.0353 | 0 | 20468.0247 | -12369490.8915 | -12369.4909 | -375782.0018 | -12255.6259
7 | 19 | 11 | 30 | 832.1942 | 0.23 | 62707.9946 | 0.42419 | 0 | 62707.9946 | 4.8 | 0 | 0 | 0 | 0 | 0 | 24000 | 38707.9946 | 0 | 27095.5962 | -12342395.2953 | -12342.3953 | -374958.8444 | -12228.7797
7 | 19 | 12 | 31.7 | 822.5766 | 0.2266 | 61067.0131 | 0.38911 | 0 | 61067.0131 | 6.16 | 0 | 0 | 0 | 0 | 0 | 30800 | 30267.0131 | 0 | 21186.9092 | -12321208.3861 | -12321.2084 | -374315.1915 | -12207.7879
7 | 19 | 13 | 32.8 | 141.2607 | 0.2244 | 10385.1911 | 0.38367 | 0 | 10385.1911 | 7.04 | 0 | 0 | 0 | 0 | 0 | 35200 | -24814.8089 | -35449.7269 | 0 | -12356658.1131 | -12356.6581 | -375392.1452 | -12242.9113
7 | 19 | 14 | 33.9 | 115.1148 | 0.2222 | 8380.0344 | 0.37527 | 0 | 8380.0344 | 7.92 | 0.86662 | 0 | 0 | 0 | 0 | 43933.0778 | -35553.0433 | -50790.0619 | 0 | -12407448.175 | -12407.4482 | -376935.1344 | -12293.2338
7 | 19 | 15 | 35.6 | 579.7547 | 0.2188 | 41558.7077 | 0.38427 | 0 | 41558.7077 | 9.28 | 1.1867 | 0 | 0 | 0 | 0 | 52333.2811 | -10774.5733 | -15392.2476 | 0 | -12422840.4226 | -12422.8404 | -377402.747 | -12308.4843
7 | 19 | 16 | 35.6 | 441.4187 | 0.2188 | 31642.3292 | 0.39391 | 0 | 31642.3292 | 9.28 | 1.9778 | 0 | 0 | 0 | 0 | 56289.2462 | -24646.917 | -35209.8814 | 0 | -12458050.304 | -12458.0503 | -378472.4143 | -12343.3701
7 | 19 | 17 | 34.4 | 188.8962 | 0.2212 | 13689.2208 | 0.42358 | 0 | 13689.2208 | 8.32 | 2.1829 | 0 | 0 | 0 | 0 | 52514.4157 | -38825.1949 | -55464.5641 | 0 | -12513514.8681 | -12513.5149 | -380157.4137 | -12398.3241
7 | 19 | 18 | 31.7 | 67.6672 | 0.2266 | 5023.5237 | 0.44679 | 0 | 5023.5237 | 6.16 | 3.8394 | 0 | 0 | 0 | 0 | 49997.2007 | -44973.677 | -64248.1099 | 0 | -12577762.978 | -12577.763 | -382109.255 | -12461.9808
7 | 19 | 19 | 30 | 0.82222 | 0.23 | 61.9566 | 0.46066 | 0 | 61.9566 | 4.8 | 3.1836 | 0 | 0 | 0 | 0 | 39917.8795 | -39855.9229 | -56937.0328 | 0 | -12634700.0108 | -12634.7 | -383838.9877 | -12518.3937
7 | 19 | 20 | 29.4 | 0 | 0.2312 | 0 | 0.48808 | 0 | 0 | 4.32 | 1.1589 | 0 | 0 | 0 | 0 | 27394.5304 | -27394.5304 | -39135.0434 | 0 | -12673835.0542 | -12673.8351 | -385027.9004 | -12557.1685
7 | 19 | 21 | 28.9 | 0 | 0.2322 | 0 | 0.54608 | 0 | 0 | 3.92 | 1.0445 | 0 | 0 | 0 | 0 | 24822.4267 | -24822.4267 | -35460.6095 | 0 | -12709295.6637 | -12709.2957 | -386105.1847 | -12592.3027
7 | 19 | 22 | 27.2 | 0 | 0.2356 | 0 | 0.61455 | 0 | 0 | 2.56 | 2.1791 | 0 | 0 | 0 | 0 | 23695.3587 | -23695.3587 | -33850.5125 | 0 | -12743146.1762 | -12743.1462 | -387133.5547 | -12625.8416
7 | 19 | 23 | 26.7 | 0 | 0.2366 | 0 | 0.65043 | 0 | 0 | 2.16 | 2.1285 | 0 | 0 | 0 | 0 | 21442.6525 | -21442.6525 | -30632.3607 | 0 | -12773778.5369 | -12773.7785 | -388064.1581 | -12656.192
7 | 20 | 0 | 26.1 | 0 | 0.2378 | 0 | 0.66309 | 0 | 0 | 1.68 | 2.0985 | 0 | 0 | 0 | 0 | 18892.4876 | -18892.4876 | -26989.268 | 0 | -12800767.8048 | -12800.7678 | -388884.0852 | -12682.9328
7 | 20 | 1 | 26.1 | 0 | 0.2378 | 0 | 0.65736 | 0 | 0 | 1.68 | 1.7684 | 0 | 0 | 0 | 0 | 17241.8874 | -17241.8874 | -24631.2677 | 0 | -12825399.0725 | -12825.3991 | -389632.3769 | -12707.3373
7 | 20 | 2 | 26.7 | 0 | 0.2366 | 0 | 0.65768 | 0 | 0 | 2.16 | 0.9552 | 0 | 0 | 0 | 0 | 15576.0064 | -15576.0064 | -22251.4377 | 0 | -12847650.5102 | -12847.6505 | -390308.3699 | -12729.3839
7 | 20 | 3 | 26.1 | 0 | 0.2378 | 0 | 0.63641 | 0 | 0 | 1.68 | 0.93612 | 0 | 0 | 0 | 0 | 13080.5953 | -13080.5953 | -18686.5648 | 0 | -12866337.0749 | -12866.3371 | -390876.063 | -12747.8985
7 | 20 | 4 | 25 | 0 | 0.24 | 0 | 0.62979 | 0 | 0 | 0.8 | 1.6337 | 0 | 0 | 0 | 0 | 12168.6691 | -12168.6691 | -17383.813 | 0 | -12883720.8879 | -12883.7209 | -391404.1789 | -12765.1223
7 | 20 | 5 | 26.1 | 2.1065 | 0.2378 | 164.1127 | 0.59727 | 0 | 164.1127 | 1.68 | 0.51771 | 0 | 0 | 0 | 0 | 10988.5423 | -10824.4296 | -15463.4709 | 0 | -12899184.3588 | -12899.1844 | -391873.9552 | -12780.4434
7 | 20 | 6 | 26.1 | 50.0489 | 0.2378 | 3899.2083 | 0.56722 | 0 | 3899.2083 | 1.68 | 0.46683 | 0 | 0 | 0 | 0 | 10734.165 | -6834.9567 | -9764.2238 | 0 | -12908948.5826 | -12908.9486 | -392170.5899 | -12790.1177
7 | 20 | 7 | 26.7 | 52.6222 | 0.2366 | 4079.0059 | 0.499 | 0 | 4079.0059 | 2.16 | 0 | 0 | 0 | 0 | 0 | 10800 | -6720.9941 | -9601.4202 | 0 | -12918550.0028 | -12918.55 | -392462.2786 | -12799.6308
7 | 20 | 8 | 28.3 | 73.1778 | 0.2334 | 5595.6491 | 0.49558 | 0 | 5595.6491 | 3.44 | 0 | 0 | 0 | 0 | 0 | 17200 | -11604.3509 | -16577.6441 | 0 | -12935127.6469 | -12935.1276 | -392965.9032 | -12816.0558
7 | 20 | 9 | 29.4 | 97.8444 | 0.2312 | 7411.3002 | 0.49216 | 0 | 7411.3002 | 4.32 | 0 | 0 | 0 | 0 | 0 | 21600 | -14188.6998 | -20269.5711 | 0 | -12955397.218 | -12955.3972 | -393581.6876 | -12836.1388
7 | 20 | 10 | 31.1 | 117.5778 | 0.2278 | 8775.0454 | 0.42793 | 0 | 8775.0454 | 5.68 | 0 | 0 | 0 | 0 | 0 | 28400 | -19624.9546 | -28035.6494 | 0 | -12983432.8674 | -12983.4329 | -394433.4036 | -12863.9164
7 | 20 | 11 | 34.4 | 127.5301 | 0.2212 | 9242.0483 | 0.40272 | 0 | 9242.0483 | 8.32 | 0 | 0 | 0 | 0 | 0 | 41600 | -32357.9517 | -46225.6454 | 0 | -13029658.5127 | -13029.6585 | -395837.727 | -12909.7165
7 | 20 | 12 | 35 | 131.6785 | 0.22 | 9490.9111 | 0.40977 | 0 | 9490.9111 | 8.8 | 0 | 0 | 0 | 0 | 0 | 44000 | -34509.0889 | -49298.6984 | 0 | -13078957.2111 | -13078.9572 | -397335.4089 | -12958.5614
7 | 20 | 13 | 35 | 228.4623 | 0.22 | 16466.7389 | 0.39145 | 0 | 16466.7389 | 8.8 | 0.14664 | 0 | 0 | 0 | 0 | 44733.2149 | -28266.4761 | -40380.6801 | 0 | -13119337.8912 | -13119.3379 | -398562.1638 | -12998.5703
7 | 20 | 14 | 34.4 | 507.5853 | 0.2212 | 36784.4778 | 0.38508 | 0 | 36784.4778 | 8.32 | 1.2523 | 0 | 0 | 0 | 0 | 47861.4798 | -11077.002 | -15824.2885 | 0 | -13135162.1797 | -13135.1622 | -399042.9017 | -13014.249
7 | 20 | 15 | 35 | 423.9145 | 0.22 | 30554.232 | 0.38739 | 0 | 30554.232 | 8.8 | 2.2385 | 0 | 0 | 0 | 0 | 55192.3395 | -24638.1075 | -35197.2965 | 0 | -13170359.4762 | -13170.3595 | -400112.1866 | -13049.1223
7 | 20 | 16 | 35.6 | 434.8887 | 0.2188 | 31174.2405 | 0.39165 | 0 | 31174.2405 | 9.28 | 2.3956 | 0 | 0 | 0 | 0 | 58377.8772 | -27203.6367 | -38862.3381 | 0 | -13209221.8143 | -13209.2218 | -401292.8146 | -13087.6269
7 | 20 | 17 | 35 | 238.8268 | 0.22 | 17213.7732 | 0.42459 | 0 | 17213.7732 | 8.8 | 1.406 | 0 | 0 | 0 | 0 | 51029.9068 | -33816.1336 | -48308.7623 | 0 | -13257530.5766 | -13257.5306 | -402760.4226 | -13135.4909
7 | 20 | 18 | 34.4 | 67.6913 | 0.2212 | 4905.5579 | 0.4602 | 0 | 4905.5579 | 8.32 | 0.19486 | 0 | 0 | 0 | 0 | 42574.3118 | -37668.7539 | -53812.5056 | 0 | -13311343.0822 | -13311.3431 | -404395.2329 | -13188.8081
7 | 20 | 19 | 32.8 | 0.82222 | 0.2244 | 60.4481 | 0.49213 | 0 | 60.4481 | 7.04 | 0.063747 | 0 | 0 | 0 | 0 | 35518.7344 | -35458.2863 | -50654.6947 | 0 | -13361997.7769 | -13361.9978 | -405934.1097 | -13238.9965
7 | 20 | 20 | 31.7 | 0 | 0.2266 | 0 | 0.53397 | 0 | 0 | 6.16 | 0 | 0 | 0 | 0 | 0 | 30800 | -30800 | -44000 | 0 | -13405997.7769 | -13405.9978 | -407270.8185 | -13282.5914
7 | 20 | 21 | 31.1 | 0 | 0.2278 | 0 | 0.60631 | 0 | 0 | 5.68 | 0 | 0 | 0 | 0 | 0 | 28400 | -28400 | -40571.4286 | 0 | -13446569.2055 | -13446.5692 | -408503.3683 | -13322.7894
7 | 20 | 22 | 30 | 0 | 0.23 | 0 | 0.66171 | 0 | 0 | 4.8 | 0.1874 | 0 | 0 | 0 | 0 | 24937.0001 | -24937.0001 | -35624.2858 | 0 | -13482193.4913 | -13482.1935 | -409585.6251 | -13358.0857
7 | 20 | 23 | 28.9 | 0 | 0.2322 | 0 | 0.65518 | 0 | 0 | 3.92 | 0.72737 | 0 | 0 | 0 | 0 | 23236.8466 | -23236.8466 | -33195.4952 | 0 | -13515388.9865 | -13515.389 | -410594.0958 | -13390.9757
7 | 21 | 0 | 28.3 | 0 | 0.2334 | 0 | 0.64853 | 0 | 0 | 3.44 | 0.47969 | 0 | 0 | 0 | 0 | 19598.4491 | -19598.4491 | -27997.7845 | 0 | -13543386.771 | -13543.3868 | -411444.6614 | -13418.7157
7 | 21 | 1 | 27.8 | 0 | 0.2344 | 0 | 0.62709 | 0 | 0 | 3.04 | 0.45949 | 0 | 0 | 0 | 0 | 17497.4566 | -17497.4566 | -24996.3666 | 0 | -13568383.1376 | -13568.3831 | -412204.0447 | -13443.482
7 | 21 | 2 | 27.8 | 0 | 0.2344 | 0 | 0.59999 | 0 | 0 | 3.04 | 0 | 0 | 0 | 0 | 0 | 15200 | -15200 | -21714.2857 | 0 | -13590097.4233 | -13590.0974 | -412863.7192 | -13464.9964
7 | 21 | 3 | 26.7 | 0 | 0.2366 | 0 | 0.57408 | 0 | 0 | 2.16 | 0.64561 | 0 | 0 | 0 | 0 | 14028.0696 | -14028.0696 | -20040.0995 | 0 | -13610137.5228 | -13610.1375 | -413472.5323 | -13484.852
7 | 21 | 4 | 26.1 | 0 | 0.2378 | 0 | 0.53276 | 0 | 0 | 1.68 | 0.85878 | 0 | 0 | 0 | 0 | 12693.8963 | -12693.8963 | -18134.1376 | 0 | -13628271.6604 | -13628.2717 | -414023.4428 | -13502.8192
7 | 21 | 5 | 25 | 0.82222 | 0.24 | 64.6503 | 0.47285 | 0 | 64.6503 | 0.8 | 1.7857 | 0 | 0 | 0 | 0 | 12928.3786 | -12863.7283 | -18376.7547 | 0 | -13646648.4151 | -13646.6484 | -414581.724 | -13521.0268
7 | 21 | 6 | 26.7 | 20.5556 | 0.2366 | 1593.3617 | 0.44307 | 0 | 1593.3617 | 2.16 | 0.30454 | 0 | 0 | 0 | 0 | 12322.7156 | -10729.3539 | -15327.6485 | 0 | -13661976.0635 | -13661.9761 | -415047.3741 | -13536.2134
7 | 21 | 7 | 27.8 | 107.3521 | 0.2344 | 8244.0113 | 0.39216 | 0 | 8244.0113 | 3.04 | 0 | 0 | 0 | 0 | 0 | 15200 | -6955.9887 | -9937.1267 | 0 | -13671913.1902 | -13671.9132 | -415349.2615 | -13546.059
7 | 21 | 8 | 30 | 170.4991 | 0.23 | 12847.5484 | 0.3548 | 0 | 12847.5484 | 4.8 | 0 | 0 | 0 | 0 | 0 | 24000 | -11152.4516 | -15932.0737 | 0 | -13687845.2639 | -13687.8453 | -415833.2738 | -13561.8444
7 | 21 | 9 | 31.1 | 518.9026 | 0.2278 | 38726.6546 | 0.35553 | 0 | 38726.6546 | 5.68 | 0 | 0 | 0 | 0 | 0 | 28400 | 10326.6546 | 0 | 7228.6582 | -13680616.6057 | -13680.6166 | -415613.669 | -13554.6823
7 | 21 | 10 | 32.8 | 766.9528 | 0.2244 | 56384.7807 | 0.30514 | 0 | 56384.7807 | 7.04 | 0 | 0 | 0 | 0 | 0 | 35200 | 21184.7807 | 0 | 14829.3465 | -13665787.2593 | -13665.7873 | -415163.1572 | -13539.9895
7 | 21 | 11 | 33.9 | 814.51 | 0.2222 | 59294.0162 | 0.2382 | 0 | 59294.0162 | 7.92 | 0 | 0 | 0 | 0 | 0 | 39600 | 19694.0162 | 0 | 13785.8113 | -13652001.4479 | -13652.0014 | -414744.3478 | -13526.3306
7 | 21 | 12 | 34.4 | 805.9794 | 0.2212 | 58408.96 | 0.21003 | 0 | 58408.96 | 8.32 | 0 | 0 | 0 | 0 | 0 | 41600 | 16808.96 | 0 | 11766.272 | -13640235.1759 | -13640.2352 | -414386.8914 | -13514.6726
7 | 21 | 13 | 35 | 296.7156 | 0.22 | 21386.1887 | 0.21986 | 0 | 21386.1887 | 8.8 | 0 | 0 | 0 | 0 | 0 | 44000 | -22613.8113 | -32305.4447 | 0 | -13672540.6206 | -13672.5406 | -415368.3227 | -13546.6807
7 | 21 | 14 | 36.1 | 746.41 | 0.2178 | 53260.5616 | 0.25078 | 0 | 53260.5616 | 9.68 | 0 | 0 | 0 | 0 | 0 | 48400 | 4860.5616 | 0 | 3402.3931 | -13669138.2275 | -13669.1382 | -415264.9588 | -13543.3096
7 | 21 | 15 | 36.1 | 595.0809 | 0.2178 | 42462.3771 | 0.26751 | 0 | 42462.3771 | 9.68 | 1.3652 | 0 | 0 | 0 | 0 | 55225.9229 | -12763.5458 | -18233.6369 | 0 | -13687371.8643 | -13687.3719 | -415818.8921 | -13561.3754
7 | 21 | 16 | 36.1 | 413.4923 | 0.2178 | 29505.0033 | 0.27774 | 0 | 29505.0033 | 9.68 | 1.8169 | 0 | 0 | 0 | 0 | 57484.5189 | -27979.5156 | -39970.7365 | 0 | -13727342.6009 | -13727.3426 | -417033.1929 | -13600.9782
7 | 21 | 17 | 35.6 | 242.6052 | 0.2188 | 17390.7297 | 0.26528 | 0 | 17390.7297 | 9.28 | 2.1825 | 0 | 0 | 0 | 0 | 57312.4586 | -39921.729 | -57031.0414 | 0 | -13784373.6422 | -13784.3736 | -418765.7815 | -13657.4842
7 | 21 | 18 | 33.9 | 65.9753 | 0.2222 | 4802.8139 | 0.28207 | 0 | 4802.8139 | 7.92 | 2.493 | 0 | 0 | 0 | 0 | 52065.1641 | -47262.3502 | -67517.6431 | 0 | -13851891.2854 | -13851.8913 | -420816.9504 | -13724.3804
7 | 21 | 19 | 33.3 | 0.82222 | 0.2234 | 60.1787 | 0.30455 | 0 | 60.1787 | 7.44 | 0.93126 | 0 | 0 | 0 | 0 | 41856.3054 | -41796.1267 | -59708.7525 | 0 | -13911600.0379 | -13911.6 | -422630.8872 | -13783.5395
7 | 21 | 20 | 32.2 | 0 | 0.2256 | 0 | 0.34628 | 0 | 0 | 6.56 | 0 | 0 | 0 | 0 | 0 | 32800 | -32800 | -46857.1429 | 0 | -13958457.1807 | -13958.4572 | -424054.3954 | -13829.9653
7 | 21 | 21 | 31.1 | 0 | 0.2278 | 0 | 0.41971 | 0 | 0 | 5.68 | 0 | 0 | 0 | 0 | 0 | 28400 | -28400 | -40571.4286 | 0 | -13999028.6093 | -13999.0286 | -425286.9451 | -13870.1632
7 | 21 | 22 | 30.6 | 0 | 0.2288 | 0 | 0.47438 | 0 | 0 | 5.28 | 0 | 0 | 0 | 0 | 0 | 26400 | -26400 | -37714.2857 | 0 | -14036742.895 | -14036.7429 | -426432.6955 | -13907.5303
7 | 21 | 23 | 30 | 0 | 0.23 | 0 | 0.48204 | 0 | 0 | 4.8 | 0 | 0 | 0 | 0 | 0 | 24000 | -24000 | -34285.7143 | 0 | -14071028.6093 | -14071.0286 | -427474.2869 | -13941.5005
7 | 22 | 0 | 29.4 | 0 | 0.2312 | 0 | 0.45897 | 0 | 0 | 4.32 | 0 | 0 | 0 | 0 | 0 | 21600 | -21600 | -30857.1429 | 0 | -14101885.7521 | -14101.8858 | -428411.7191 | -13972.0735
7 | 22 | 1 | 28.9 | 0 | 0.2322 | 0 | 0.45393 | 0 | 0 | 3.92 | 0 | 0 | 0 | 0 | 0 | 19600 | -19600 | -28000 | 0 | -14129885.7521 | -14129.8858 | -429262.352 | -13999.8158
7 | 22 | 2 | 28.3 | 0 | 0.2334 | 0 | 0.43754 | 0 | 0 | 3.44 | 0 | 0 | 0 | 0 | 0 | 17200 | -17200 | -24571.4286 | 0 | -14154457.1807 | -14154.4572 | -430008.8257 | -14024.161
7 | 22 | 3 | 27.8 | 0 | 0.2344 | 0 | 0.40643 | 0 | 0 | 3.04 | 0 | 0 | 0 | 0 | 0 | 15200 | -15200 | -21714.2857 | 0 | -14176171.4664 | -14176.1715 | -430668.5002 | -14045.6754
7 | 22 | 4 | 26.7 | 0 | 0.2366 | 0 | 0.37844 | 0 | 0 | 2.16 | 0.049253 | 0 | 0 | 0 | 0 | 11046.2666 | -11046.2666 | -15780.3809 | 0 | -14191951.8473 | -14191.9518 | -431147.9042 | -14061.3106
7 | 22 | 5 | 26.1 | -3.1665 | 0.2378 | -246.6974 | 0.37017 | 0 | -246.6974 | 1.68 | 0.41504 | 0 | 0 | 0 | 0 | 10475.225 | -10721.9224 | -15317.032 | 0 | -14207268.8793 | -14207.2689 | -431613.2318 | -14076.4866
7 | 22 | 6 | 26.7 | 51.848 | 0.2366 | 4018.9907 | 0.3303 | 0 | 4018.9907 | 2.16 | 0.14621 | 0 | 0 | 0 | 0 | 11531.0663 | -7512.0755 | -10731.5365 | 0 | -14218000.4158 | -14218.0004 | -431939.2531 | -14087.1193
7 | 22 | 7 | 28.3 | 203.6963 | 0.2334 | 15575.9435 | 0.3055 | 0 | 15575.9435 | 3.44 | 0 | 0 | 0 | 0 | 0 | 17200 | -1624.0565 | -2320.0806 | 0 | -14220320.4965 | -14220.3205 | -432009.7366 | -14089.4181
7 | 22 | 8 | 29.4 | 402.9777 | 0.2312 | 30523.8478 | 0.25128 | 0 | 30523.8478 | 4.32 | 0 | 0 | 0 | 0 | 0 | 21600 | 8923.8478 | 0 | 6246.6934 | -14214073.803 | -14214.0738 | -431819.9636 | -14083.2289
7 | 22 | 9 | 31.1 | 609.611 | 0.2278 | 45496.3867 | 0.24165 | 0 | 45496.3867 | 5.68 | 0 | 0 | 0 | 0 | 0 | 28400 | 17096.3867 | 0 | 11967.4707 | -14202106.3323 | -14202.1063 | -431456.3949 | -14071.3716
7 | 22 | 10 | 32.8 | 768.7669 | 0.2244 | 56518.1512 | 0.20024 | 0 | 56518.1512 | 7.04 | 0 | 0 | 0 | 0 | 0 | 35200 | 21318.1512 | 0 | 14922.7058 | -14187183.6265 | -14187.1836 | -431003.0469 | -14056.5862
7 | 22 | 11 | 34.4 | 879.9976 | 0.2212 | 63773.0246 | 0.18161 | 0 | 63773.0246 | 8.32 | 0 | 0 | 0 | 0 | 0 | 41600 | 22173.0246 | 0 | 15521.1172 | -14171662.5093 | -14171.6625 | -430531.5193 | -14041.208
7 | 22 | 12 | 35 | 821.8229 | 0.22 | 59234.0385 | 0.21298 | 0 | 59234.0385 | 8.8 | 0 | 0 | 0 | 0 | 0 | 44000 | 15234.0385 | 0 | 10663.8269 | -14160998.6824 | -14160.9987 | -430207.5549 | -14030.6423
7 | 22 | 13 | 36.1 | 767.5542 | 0.2178 | 54769.3193 | 0.22614 | 0 | 54769.3193 | 9.68 | 0 | 0 | 0 | 0 | 0 | 48400 | 6369.3193 | 0 | 4458.5235 | -14156540.1589 | -14156.5402 | -430072.1061 | -14026.2248
7 | 22 | 14 | 36.7 | 601.978 | 0.2166 | 42717.8613 | 0.24235 | 0 | 42717.8613 | 10.16 | 0 | 0 | 0 | 0 | 0 | 50800 | -8082.1387 | -11545.9125 | 0 | -14168086.0713 | -14168.0861 | -430422.868 | -14037.6645
7 | 22 | 15 | 36.1 | 392.5161 | 0.2178 | 28008.2342 | 0.23809 | 0 | 28008.2342 | 9.68 | 1.7879 | 0 | 0 | 0 | 0 | 57339.6494 | -29331.4151 | -41902.0216 | 0 | -14209988.093 | -14209.9881 | -431695.8408 | -14079.1808
7 | 22 | 16 | 35.6 | 361.764 | 0.2188 | 25932.4179 | 0.2797 | 0 | 25932.4179 | 9.28 | 3.2103 | 0 | 0 | 0 | 0 | 62451.3349 | -36518.917 | -52169.8814 | 0 | -14262157.9744 | -14262.158 | -433280.7486 | -14130.8704
7 | 22 | 17 | 35.6 | 195.7778 | 0.2188 | 14033.9933 | 0.30896 | 0 | 14033.9933 | 9.28 | 2.8211 | 0 | 0 | 0 | 0 | 60505.2921 | -46471.2987 | -66387.5696 | 0 | -14328545.544 | -14328.5455 | -435297.5861 | -14196.6469
7 | 22 | 18 | 34.4 | 64.3418 | 0.2212 | 4662.8235 | 0.32628 | 0 | 4662.8235 | 8.32 | 2.7614 | 0 | 0 | 0 | 0 | 55407.2437 | -50744.4201 | -72492.0287 | 0 | -14401037.5727 | -14401.0376 | -437499.8756 | -14268.4716
7 | 22 | 19 | 33.9 | 1.066 | 0.2222 | 77.6025 | 0.3179 | 0 | 77.6025 | 7.92 | 0.88509 | 0 | 0 | 0 | 0 | 44025.4749 | -43947.8724 | -62782.6748 | 0 | -14463820.2476 | -14463.8202 | -439407.1974 | -14330.6763
7 | 22 | 20 | 32.8 | 0 | 0.2244 | 0 | 0.28494 | 0 | 0 | 7.04 | 0 | 0 | 0 | 0 | 0 | 35200 | -35200 | -50285.7143 | 0 | -14514105.9619 | -14514.106 | -440934.8647 | -14380.4991
7 | 22 | 21 | 32.2 | 0 | 0.2256 | 0 | 0.31284 | 0 | 0 | 6.56 | 0 | 0 | 0 | 0 | 0 | 32800 | -32800 | -46857.1429 | 0 | -14560963.1047 | -14560.9631 | -442358.3728 | -14426.9249
7 | 22 | 22 | 31.7 | 0 | 0.2266 | 0 | 0.35189 | 0 | 0 | 6.16 | 0 | 0 | 0 | 0 | 0 | 30800 | -30800 | -44000 | 0 | -14604963.1047 | -14604.9631 | -443695.0817 | -14470.5199
7 | 22 | 23 | 30.6 | 0 | 0.2288 | 0 | 0.36771 | 0 | 0 | 5.28 | 0 | 0 | 0 | 0 | 0 | 26400 | -26400 | -37714.2857 | 0 | -14642677.3904 | -14642.6774 | -444840.8321 | -14507.887
7 | 23 | 0 | 30 | 0 | 0.23 | 0 | 0.35054 | 0 | 0 | 4.8 | 0 | 0 | 0 | 0 | 0 | 24000 | -24000 | -34285.7143 | 0 | -14676963.1047 | -14676.9631 | -445882.4234 | -14541.8571
7 | 23 | 1 | 28.9 | 0 | 0.2322 | 0 | 0.34948 | 0 | 0 | 3.92 | 0.16728 | 0 | 0 | 0 | 0 | 20436.4157 | -20436.4157 | -29194.8796 | 0 | -14706157.9843 | -14706.158 | -446769.3565 | -14570.7833
7 | 23 | 2 | 28.3 | 0 | 0.2334 | 0 | 0.3546 | 0 | 0 | 3.44 | 0.29239 | 0 | 0 | 0 | 0 | 18661.9303 | -18661.9303 | -26659.9004 | 0 | -14732817.8847 | -14732.8179 | -447579.2775 | -14597.1978
7 | 23 | 3 | 27.8 | 0 | 0.2344 | 0 | 0.32908 | 0 | 0 | 3.04 | 0.24481 | 0 | 0 | 0 | 0 | 16424.0532 | -16424.0532 | -23462.9331 | 0 | -14756280.8178 | -14756.2808 | -448292.0755 | -14620.4447
7 | 23 | 4 | 27.2 | 0 | 0.2356 | 0 | 0.28288 | 0 | 0 | 2.56 | 0.27638 | 0 | 0 | 0 | 0 | 14181.8786 | -14181.8786 | -20259.8266 | 0 | -14776540.6444 | -14776.5406 | -448907.5639 | -14640.518
7 | 23 | 5 | 27.2 | 1.6444 | 0.2356 | 126.9302 | 0.25802 | 0 | 126.9302 | 2.56 | 0.046866 | 0 | 0 | 0 | 0 | 13034.3293 | -12907.3992 | -18439.1417 | 0 | -14794979.7861 | -14794.9798 | -449467.7403 | -14658.7874
7 | 23 | 6 | 27.2 | 35.3556 | 0.2356 | 2728.9989 | 0.23236 | 0 | 2728.9989 | 2.56 | 0.13903 | 0 | 0 | 0 | 0 | 13495.1742 | -10766.1753 | -15380.2504 | 0 | -14810360.0365 | -14810.36 | -449934.9885 | -14674.0261
7 | 23 | 7 | 25 | 97.8444 | 0.24 | 7693.3913 | 0.19624 | 0 | 7693.3913 | 0.8 | 1.8281 | 0 | 0 | 0 | 0 | 13140.5498 | -5447.1585 | -7781.655 | 0 | -14818141.6915 | -14818.1417 | -450171.3932 | -14681.7361
7 | 23 | 8 | 23.9 | 235.5825 | 0.24 | 18523.5715 | 0.18114 | 0 | 18523.5715 | 0 | 2.6875 | 0 | 0 | 0 | 0 | 13437.5055 | 5086.066 | 0 | 3560.2462 | -14814581.4453 | -14814.5814 | -450063.2338 | -14678.2087
7 | 23 | 9 | 24.4 | 244.6913 | 0.24 | 19239.7833 | 0.15985 | 0 | 19239.7833 | 0.32 | 3.075 | 0 | 0 | 0 | 0 | 16974.911 | 2264.8722 | 0 | 1585.4106 | -14812996.0348 | -14812.996 | -450015.0694 | -14676.6378
7 | 23 | 10 | 26.1 | 422.9283 | 0.2378 | 32949.5121 | 0.14694 | 0 | 32949.5121 | 1.68 | 2.2641 | 0 | 0 | 0 | 0 | 19720.6394 | 13228.8727 | 0 | 9260.2109 | -14803735.8239 | -14803.7358 | -449733.7465 | -14667.4629
7 | 23 | 11 | 28.9 | 371.1248 | 0.2322 | 28232.7098 | 0.1694 | 0 | 28232.7098 | 3.92 | 0.91513 | 0 | 0 | 0 | 0 | 24175.6469 | 4057.0629 | 0 | 2839.9441 | -14800895.8799 | -14800.8959 | -449647.4698 | -14664.6491
7 | 23 | 12 | 31.1 | 177.4092 | 0.2278 | 13240.3751 | 0.19041 | 0 | 13240.3751 | 5.68 | 0 | 0 | 0 | 0 | 0 | 28400 | -15159.6249 | -21656.607 | 0 | -14822552.4869 | -14822.5525 | -450305.392 | -14686.1063
7 | 23 | 13 | 32.8 | 231.8352 | 0.2244 | 17044.0429 | 0.20931 | 0 | 17044.0429 | 7.04 | 0.30854 | 0 | 0 | 0 | 0 | 36742.7109 | -19698.668 | -28140.9543 | 0 | -14850693.4412 | -14850.6934 | -451160.3071 | -14713.9882
7 | 23 | 14 | 33.9 | 217.9054 | 0.2222 | 15862.8932 | 0.23184 | 0 | 15862.8932 | 7.92 | 1.4803 | 0 | 0 | 0 | 0 | 47001.5743 | -31138.6811 | -44483.8302 | 0 | -14895177.2713 | -14895.1773 | -452511.7146 | -14758.0626
7 | 23 | 15 | 34.4 | 209.937 | 0.2212 | 15214.0356 | 0.26881 | 0 | 15214.0356 | 8.32 | 3.1249 | 0 | 0 | 0 | 0 | 57224.3868 | -42010.3512 | -60014.7875 | 0 | -14955192.0588 | -14955.1921 | -454334.9486 | -14817.5249
7 | 23 | 16 | 34.4 | 142.8985 | 0.2212 | 10355.7869 | 0.30167 | 0 | 10355.7869 | 8.32 | 4.4679 | 0 | 0 | 0 | 0 | 63939.7174 | -53583.9305 | -76548.4721 | 0 | -15031740.5309 | -15031.7405 | -456660.4718 | -14893.3687
7 | 23 | 17 | 33.9 | 78.9333 | 0.2222 | 5746.1228 | 0.30054 | 0 | 5746.1228 | 7.92 | 4.2317 | 0 | 0 | 0 | 0 | 60758.4773 | -55012.3545 | -78589.0778 | 0 | -15110329.6087 | -15110.3296 | -459047.9881 | -14971.2344
7 | 23 | 18 | 33.3 | 37 | 0.2234 | 2708.0414 | 0.31801 | 0 | 2708.0414 | 7.44 | 3.7869 | 0 | 0 | 0 | 0 | 56134.5106 | -53426.4692 | -76323.5274 | 0 | -15186653.1361 | -15186.6531 | -461366.6776 | -15046.8553
7 | 23 | 19 | 32.2 | 2.4667 | 0.2256 | 182.314 | 0.31265 | 0 | 182.314 | 6.56 | 2.7956 | 0 | 0 | 0 | 0 | 46777.9448 | -46595.6309 | -66565.1869 | 0 | -15253218.323 | -15253.2183 | -463388.9111 | -15112.8077
7 | 23 | 20 | 31.1 | 0 | 0.2278 | 0 | 0.28817 | 0 | 0 | 5.68 | 0.50866 | 0 | 0 | 0 | 0 | 30943.3151 | -30943.3151 | -44204.7359 | 0 | -15297423.0589 | -15297.4231 | -464731.8398 | -15156.6056
7 | 23 | 21 | 30 | 0 | 0.23 | 0 | 0.31117 | 0 | 0 | 4.8 | 0.549 | 0 | 0 | 0 | 0 | 26745.0176 | -26745.0176 | -38207.168 | 0 | -15335630.2269 | -15335.6302 | -465892.5639 | -15194.461
7 | 23 | 22 | 30 | 0 | 0.23 | 0 | 0.31451 | 0 | 0 | 4.8 | 0.90582 | 0 | 0 | 0 | 0 | 28529.0803 | -28529.0803 | -40755.829 | 0 | -15376386.0559 | -15376.3861 | -467130.7156 | -15234.8417
7 | 23 | 23 | 28.9 | 0 | 0.2322 | 0 | 0.30891 | 0 | 0 | 3.92 | 1.1629 | 0 | 0 | 0 | 0 | 25414.4526 | -25414.4526 | -36306.3608 | 0 | -15412692.4167 | -15412.6924 | -468233.6937 | -15270.8138
7 | 24 | 0 | 28.3 | 0 | 0.2334 | 0 | 0.27081 | 0 | 0 | 3.44 | 1.092 | 0 | 0 | 0 | 0 | 22660.1015 | -22660.1015 | -32371.5735 | 0 | -15445063.9902 | -15445.064 | -469217.1339 | -15302.8874
7 | 24 | 1 | 27.2 | 0 | 0.2356 | 0 | 0.2437 | 0 | 0 | 2.56 | 1.6279 | 0 | 0 | 0 | 0 | 20939.4153 | -20939.4153 | -29913.4505 | 0 | -15474977.4407 | -15474.9774 | -470125.8969 | -15332.5255
7 | 24 | 2 | 27.2 | 0 | 0.2356 | 0 | 0.21442 | 0 | 0 | 2.56 | 1.3201 | 0 | 0 | 0 | 0 | 19400.6042 | -19400.6042 | -27715.1489 | 0 | -15502692.5896 | -15502.6926 | -470967.8761 | -15359.9855
7 | 24 | 3 | 27.2 | 0 | 0.2356 | 0 | 0.1993 | 0 | 0 | 2.56 | 0.81274 | 0 | 0 | 0 | 0 | 16863.6762 | -16863.6762 | -24090.966 | 0 | -15526783.5556 | -15526.7836 | -471699.7536 | -15383.8547
7 | 24 | 4 | 25 | 0 | 0.24 | 0 | 0.17474 | 0 | 0 | 0.8 | 2.0302 | 0 | 0 | 0 | 0 | 14151.2145 | -14151.2145 | -20216.0207 | 0 | -15546999.5763 | -15546.9996 | -472313.9112 | -15403.8847
7 | 24 | 5 | 24.4 | 0.82222 | 0.24 | 64.6503 | 0.15969 | 0 | 64.6503 | 0.32 | 2.3246 | 0 | 0 | 0 | 0 | 13223.1321 | -13158.4818 | -18797.8311 | 0 | -15565797.4074 | -15565.7974 | -472884.9845 | -15422.5094
7 | 24 | 6 | 25 | 22.2 | 0.24 | 1745.5594 | 0.15599 | 0 | 1745.5594 | 0.8 | 1.8778 | 0 | 0 | 0 | 0 | 13389.2235 | -11643.6641 | -16633.8059 | 0 | -15582431.2133 | -15582.4312 | -473390.3153 | -15438.9901
7 | 24 | 7 | 26.7 | 69.0667 | 0.2366 | 5353.6952 | 0.12967 | 0 | 5353.6952 | 2.16 | 0.64539 | 0 | 0 | 0 | 0 | 14026.9289 | -8673.2337 | -12390.3339 | 0 | -15594821.5472 | -15594.8215 | -473766.7305 | -15451.2664
7 | 24 | 8 | 27.8 | 87.1556 | 0.2344 | 6693.0349 | 0.11016 | 0 | 6693.0349 | 3.04 | 0.089447 | 0 | 0 | 0 | 0 | 15647.233 | -8954.1981 | -12791.7116 | 0 | -15607613.2588 | -15607.6133 | -474155.3395 | -15463.9404
7 | 24 | 9 | 29.4 | 225.3016 | 0.2312 | 17065.6398 | 0.10866 | 0 | 17065.6398 | 4.32 | 0 | 0 | 0 | 0 | 0 | 21600 | -4534.3602 | -6477.6574 | 0 | -15614090.9162 | -15614.0909 | -474352.1291 | -15470.3584
7 | 24 | 10 | 30.6 | 285.7779 | 0.2288 | 21421.7594 | 0.11231 | 0 | 21421.7594 | 5.28 | 0 | 0 | 0 | 0 | 0 | 26400 | -4978.2406 | -7111.7723 | 0 | -15621202.6886 | -15621.2027 | -474568.1829 | -15477.4047
7 | 24 | 11 | 31.7 | 703.2242 | 0.2266 | 52206.4472 | 0.09281 | 0 | 52206.4472 | 6.16 | 0 | 0 | 0 | 0 | 0 | 30800 | 21406.4472 | 0 | 14984.513 | -15606218.1755 | -15606.2182 | -474112.9572 | -15462.5581
7 | 24 | 12 | 33.9 | 869.1982 | 0.2222 | 63275.1665 | 0.080167 | 0 | 63275.1665 | 7.92 | 0 | 0 | 0 | 0 | 0 | 39600 | 23675.1665 | 0 | 16572.6165 | -15589645.559 | -15589.6456 | -473609.4853 | -15446.1381
7 | 24 | 13 | 33.9 | 883.0684 | 0.2222 | 64284.8734 | 0.0903 | 0 | 64284.8734 | 7.92 | 0.18402 | 0 | 0 | 0 | 0 | 40520.0882 | 23764.7851 | 0 | 16635.3496 | -15573010.2094 | -15573.0102 | -473104.1076 | -15429.6558
7 | 24 | 14 | 34.4 | 728.8785 | 0.2212 | 52821.4948 | 0.11189 | 0 | 52821.4948 | 8.32 | 3.017 | 0 | 0 | 0 | 0 | 56684.8333 | -3863.3386 | -5519.0551 | 0 | -15578529.2645 | -15578.5293 | -473271.7751 | -15435.1241
7 | 24 | 15 | 35.6 | 624.3007 | 0.2188 | 44751.9041 | 0.11515 | 0 | 44751.9041 | 9.28 | 4.3021 | 0 | 0 | 0 | 0 | 67910.7493 | -23158.8451 | -33084.0645 | 0 | -15611613.329 | -15611.6133 | -474276.8606 | -15467.9036
7 | 24 | 16 | 35.6 | 437.2715 | 0.2188 | 31345.042 | 0.13423 | 0 | 31345.042 | 9.28 | 4.7806 | 0 | 0 | 0 | 0 | 70302.8078 | -38957.7657 | -55653.951 | 0 | -15667267.2801 | -15667.2673 | -475967.6136 | -15523.0453
7 | 24 | 17 | 35 | 223.1864 | 0.22 | 16086.4726 | 0.15188 | 0 | 16086.4726 | 8.8 | 4.4204 | 0 | 0 | 0 | 0 | 66102.0426 | -50015.57 | -71450.8143 | 0 | -15738718.0944 | -15738.7181 | -478138.2712 | -15593.8383
7 | 24 | 18 | 33.9 | 62.8195 | 0.2222 | 4573.0843 | 0.16304 | 0 | 4573.0843 | 7.92 | 4.2499 | 0 | 0 | 0 | 0 | 60849.7337 | -56276.6494 | -80395.2134 | 0 | -15819113.3078 | -15819.1133 | -480580.6575 | -15673.4935
7 | 24 | 19 | 32.8 | -6.3403 | 0.2244 | -466.1221 | 0.1708 | 0 | -466.1221 | 7.04 | 2.9855 | 0 | 0 | 0 | 0 | 50127.744 | -50593.8661 | -72276.9516 | 0 | -15891390.2594 | -15891.3903 | -482776.4129 | -15745.1051
7 | 24 | 20 | 31.7 | 0 | 0.2266 | 0 | 0.20413 | 0 | 0 | 6.16 | 1.0509 | 0 | 0 | 0 | 0 | 36054.3628 | -36054.3628 | -51506.2326 | 0 | -15942896.492 | -15942.8965 | -484341.1593 | -15796.1372
7 | 24 | 21 | 31.7 | 0 | 0.2266 | 0 | 0.26238 | 0 | 0 | 6.16 | 0.15838 | 0 | 0 | 0 | 0 | 31591.9247 | -31591.9247 | -45131.321 | 0 | -15988027.813 | -15988.0278 | -485712.2374 | -15840.8531
7 | 24 | 22 | 31.1 | 0 | 0.2278 | 0 | 0.29124 | 0 | 0 | 5.68 | 0.53193 | 0 | 0 | 0 | 0 | 31059.667 | -31059.667 | -44370.9529 | 0 | -16032398.7659 | -16032.3988 | -487060.2157 | -15884.8156
7 | 24 | 23 | 28.9 | 0 | 0.2322 | 0 | 0.31028 | 0 | 0 | 3.92 | 1.383 | 0 | 0 | 0 | 0 | 26515.233 | -26515.233 | -37878.9042 | 0 | -16070277.6701 | -16070.2777 | -488210.9672 | -15922.3458
7 | 25 | 0 | 29.4 | 0 | 0.2312 | 0 | 0.3116 | 0 | 0 | 4.32 | 0.40239 | 0 | 0 | 0 | 0 | 23611.9524 | -23611.9524 | -33731.3606 | 0 | -16104009.0307 | -16104.009 | -489235.7174 | -15955.7667
7 | 25 | 1 | 28.9 | 0 | 0.2322 | 0 | 0.29972 | 0 | 0 | 3.92 | 0.40934 | 0 | 0 | 0 | 0 | 21646.7038 | -21646.7038 | -30923.8626 | 0 | -16134932.8933 | -16134.9329 | -490175.1765 | -15986.4059
7 | 25 | 2 | 27.2 | 0 | 0.2356 | 0 | 0.28441 | 0 | 0 | 2.56 | 1.2316 | 0 | 0 | 0 | 0 | 18958.0107 | -18958.0107 | -27082.8724 | 0 | -16162015.7656 | -16162.0158 | -490997.9473 | -16013.2394
7 | 25 | 3 | 26.1 | 0 | 0.2378 | 0 | 0.27348 | 0 | 0 | 1.68 | 1.6557 | 0 | 0 | 0 | 0 | 16678.3791 | -16678.3791 | -23826.2558 | 0 | -16185842.0214 | -16185.842 | -491721.7829 | -16036.8464
7 | 25 | 4 | 26.1 | 0 | 0.2378 | 0 | 0.27495 | 0 | 0 | 1.68 | 1.3434 | 0 | 0 | 0 | 0 | 15116.7538 | -15116.7538 | -21595.3626 | 0 | -16207437.3841 | -16207.4374 | -492377.8446 | -16058.2429
7 | 25 | 5 | 25.6 | -1.4977 | 0.2388 | -117.1722 | 0.27973 | 0 | -117.1722 | 1.28 | 1.2903 | 0 | 0 | 0 | 0 | 12851.4998 | -12968.672 | -18526.6743 | 0 | -16225964.0584 | -16225.9641 | -492940.6803 | -16076.5991
7 | 25 | 6 | 26.1 | 51.4301 | 0.2378 | 4006.818 | 0.26868 | 0 | 4006.818 | 1.68 | 0.50356 | 0 | 0 | 0 | 0 | 10917.8186 | -6911.0005 | -9872.8579 | 0 | -16235836.9163 | -16235.8369 | -493240.6152 | -16086.381
7 | 25 | 7 | 27.2 | 202.3912 | 0.2356 | 15622.0211 | 0.22804 | 0 | 15622.0211 | 2.56 | 0 | 0 | 0 | 0 | 0 | 12800 | 2822.0211 | 0 | 1975.4147 | -16233861.5016 | -16233.8615 | -493180.6026 | -16084.4238
7 | 25 | 8 | 28.9 | 399.328 | 0.2322 | 30378.2253 | 0.17117 | 0 | 30378.2253 | 3.92 | 0 | 0 | 0 | 0 | 0 | 19600 | 10778.2253 | 0 | 7544.7577 | -16226316.7438 | -16226.3167 | -492951.3947 | -16076.9485
7 | 25 | 9 | 30.6 | 598.4387 | 0.2288 | 44858.643 | 0.18203 | 0 | 44858.643 | 5.28 | 0 | 0 | 0 | 0 | 0 | 26400 | 18458.643 | 0 | 12921.0501 | -16213395.6938 | -16213.3957 | -492558.8565 | -16064.1464
7 | 25 | 10 | 31.1 | 764.7464 | 0.2278 | 57074.4309 | 0.14329 | 0 | 57074.4309 | 5.68 | 0 | 0 | 0 | 0 | 0 | 28400 | 28674.4309 | 0 | 20072.1016 | -16193323.5921 | -16193.3236 | -491949.0712 | -16044.2591
7 | 25 | 11 | 32.8 | 872.1905 | 0.2244 | 64121.6349 | 0.09719 | 0 | 64121.6349 | 7.04 | 0 | 0 | 0 | 0 | 0 | 35200 | 28921.6349 | 0 | 20245.1444 | -16173078.4477 | -16173.0784 | -491334.0288 | -16024.2003
7 | 25 | 12 | 33.3 | 867.5738 | 0.2234 | 63497.9913 | 0.073838 | 0 | 63497.9913 | 7.44 | 0 | 0 | 0 | 0 | 0 | 37200 | 26297.9913 | 0 | 18408.5939 | -16154669.8537 | -16154.6699 | -490774.7804 | -16005.9611
7 | 25 | 13 | 34.4 | 878.5149 | 0.2212 | 63665.5756 | 0.080299 | 0 | 63665.5756 | 8.32 | 0.123 | 0 | 0 | 0 | 0 | 42214.9897 | 21450.5858 | 0 | 15015.4101 | -16139654.4437 | -16139.6544 | -490318.616 | -15991.0839
7 | 25 | 14 | 35 | 794.2017 | 0.22 | 57243.2017 | 0.097364 | 0 | 57243.2017 | 8.8 | 2.87 | 0 | 0 | 0 | 0 | 58349.8111 | -1106.6094 | -1580.8706 | 0 | -16141235.3143 | -16141.2353 | -490366.6425 | -15992.6503
7 | 25 | 15 | 35.6 | 607.2513 | 0.2188 | 43529.749 | 0.12379 | 0 | 43529.749 | 9.28 | 5.1967 | 0 | 0 | 0 | 0 | 72383.4538 | -28853.7048 | -41219.5783 | 0 | -16182454.8925 | -16182.4549 | -491618.8828 | -16033.4904
7 | 25 | 16 | 35.6 | 435.9863 | 0.2188 | 31252.9186 | 0.15241 | 0 | 31252.9186 | 9.28 | 5.9293 | 0 | 0 | 0 | 0 | 76046.2577 | -44793.3391 | -63990.4844 | 0 | -16246445.3769 | -16246.4454 | -493562.8975 | -16096.8918
7 | 25 | 17 | 35 | 223.0163 | 0.22 | 16074.213 | 0.18296 | 0 | 16074.213 | 8.8 | 6.024 | 0 | 0 | 0 | 0 | 74120.0584 | -58045.8454 | -82922.6363 | 0 | -16329368.0133 | -16329.368 | -496082.0662 | -16179.0511
7 | 25 | 18 | 33.9 | 61.663 | 0.2222 | 4488.8918 | 0.22039 | 0 | 4488.8918 | 7.92 | 5.7123 | 0 | 0 | 0 | 0 | 68161.653 | -63672.7613 | -90961.0875 | 0 | -16420329.1008 | -16420.3291 | -498845.441 | -16269.1749
7 | 25 | 19 | 32.8 | -7.4051 | 0.2244 | -544.4061 | 0.26121 | 0 | -544.4061 | 7.04 | 3.471 | 0 | 0 | 0 | 0 | 52555.1643 | -53099.5704 | -75856.5291 | 0 | -16496185.6299 | -16496.1856 | -501149.9432 | -16344.3332
7 | 25 | 20 | 32.2 | 0 | 0.2256 | 0 | 0.30067 | 0 | 0 | 6.56 | 1.406 | 0 | 0 | 0 | 0 | 39829.9104 | -39829.9104 | -56899.8719 | 0 | -16553085.5018 | -16553.0855 | -502878.5469 | -16400.7092
7 | 25 | 21 | 31.1 | 0 | 0.2278 | 0 | 0.3868 | 0 | 0 | 5.68 | 2.0381 | 0 | 0 | 0 | 0 | 38590.6018 | -38590.6018 | -55129.4311 | 0 | -16608214.9329 | -16608.2149 | -504553.3651 | -16455.3312
7 | 25 | 22 | 30.6 | 0 | 0.2288 | 0 | 0.44032 | 0 | 0 | 5.28 | 2.0567 | 0 | 0 | 0 | 0 | 36683.5291 | -36683.5291 | -52405.0416 | 0 | -16660619.9745 | -16660.62 | -506145.4169 | -16507.2538
7 | 25 | 23 | 30 | 0 | 0.23 | 0 | 0.47933 | 0 | 0 | 4.8 | 1.4054 | 0 | 0 | 0 | 0 | 31027.2244 | -31027.2244 | -44324.6062 | 0 | -16704944.5807 | -16704.9446 | -507491.9873 | -16551.1704
7 | 26 | 0 | 29.4 | 0 | 0.2312 | 0 | 0.48029 | 0 | 0 | 4.32 | 1.09 | 0 | 0 | 0 | 0 | 27050.0374 | -27050.0374 | -38642.9106 | 0 | -16743587.4913 | -16743.5875 | -508665.9491 | -16589.4576
7 | 26 | 1 | 28.9 | 0 | 0.2322 | 0 | 0.46183 | 0 | 0 | 3.92 | 1.0684 | 0 | 0 | 0 | 0 | 24942.2007 | -24942.2007 | -35631.7153 | 0 | -16779219.2066 | -16779.2192 | -509748.4316 | -16624.7613
7 | 26 | 2 | 28.3 | 0 | 0.2334 | 0 | 0.45108 | 0 | 0 | 3.44 | 0.96221 | 0 | 0 | 0 | 0 | 22011.0403 | -22011.0403 | -31444.3433 | 0 | -16810663.5499 | -16810.6635 | -510703.7028 | -16655.9162
7 | 26 | 3 | 27.2 | 0 | 0.2356 | 0 | 0.42958 | 0 | 0 | 2.56 | 1.1424 | 0 | 0 | 0 | 0 | 18511.995 | -18511.995 | -26445.7071 | 0 | -16837109.2571 | -16837.1093 | -511507.1167 | -16682.1185
7 | 26 | 4 | 26.1 | 0 | 0.2378 | 0 | 0.40475 | 0 | 0 | 1.68 | 1.5231 | 0 | 0 | 0 | 0 | 16015.6294 | -16015.6294 | -22879.4706 | 0 | -16859988.7277 | -16859.9887 | -512202.1892 | -16704.7873
7 | 26 | 5 | 26.1 | -1.3049 | 0.2378 | -101.6591 | 0.36946 | 0 | -101.6591 | 1.68 | 1.3459 | 0 | 0 | 0 | 0 | 15129.3016 | -15230.9607 | -21758.5152 | 0 | -16881747.2429 | -16881.7472 | -512863.2074 | -16726.3456
7 | 26 | 6 | 27.2 | 49.8442 | 0.2356 | 3847.3377 | 0.33615 | 0 | 3847.3377 | 2.56 | 0.3398 | 0 | 0 | 0 | 0 | 14498.9946 | -10651.657 | -15216.6528 | 0 | -16896963.8957 | -16896.9639 | -513325.4854 | -16741.4221
7 | 26 | 7 | 27.8 | 122.6697 | 0.2344 | 9420.3141 | 0.30086 | 0 | 9420.3141 | 3.04 | 0 | 0 | 0 | 0 | 0 | 15200 | -5779.6859 | -8256.6941 | 0 | -16905220.5898 | -16905.2206 | -513576.3217 | -16749.6028
7 | 26 | 8 | 29.4 | 273.3647 | 0.2312 | 20706.2139 | 0.20559 | 0 | 20706.2139 | 4.32 | 0 | 0 | 0 | 0 | 0 | 21600 | -893.7861 | -1276.8373 | 0 | -16906497.427 | -16906.4974 | -513615.1117 | -16750.8679
7 | 26 | 9 | 30.6 | 567.1601 | 0.2288 | 42514.0144 | 0.20829 | 0 | 42514.0144 | 5.28 | 0 | 0 | 0 | 0 | 0 | 26400 | 16114.0144 | 0 | 11279.81 | -16895217.617 | -16895.2176 | -513272.4339 | -16739.6919
7 | 26 | 10 | 32.2 | 267.5989 | 0.2256 | 19778.5248 | 0.16013 | 0 | 19778.5248 | 6.56 | 0 | 0 | 0 | 0 | 0 | 32800 | -13021.4752 | -18602.1074 | 0 | -16913819.7244 | -16913.8197 | -513837.5612 | -16758.1228
7 | 26 | 11 | 33.9 | 641.5969 | 0.2222 | 46706.4356 | 0.11804 | 0 | 46706.4356 | 7.92 | 0 | 0 | 0 | 0 | 0 | 39600 | 7106.4356 | 0 | 4974.5049 | -16908845.2195 | -16908.8452 | -513686.437 | -16753.1941
7 | 26 | 12 | 35 | 752.1826 | 0.22 | 54214.6151 | 0.081025 | 0 | 54214.6151 | 8.8 | 0 | 0 | 0 | 0 | 0 | 44000 | 10214.6151 | 0 | 7150.2305 | -16901694.9889 | -16901.695 | -513469.2149 | -16746.1097
7 | 26 | 13 | 35.6 | 596.6876 | 0.2188 | 42772.5074 | 0.098784 | 0 | 42772.5074 | 9.28 | 0.33044 | 0 | 0 | 0 | 0 | 48052.215 | -5279.7076 | -7542.4394 | 0 | -16909237.4283 | -16909.2374 | -513698.3523 | -16753.5827
7 | 26 | 14 | 36.1 | 751.1429 | 0.2178 | 53598.2818 | 0.11642 | 0 | 53598.2818 | 9.68 | 2.6863 | 0 | 0 | 0 | 0 | 61831.7458 | -8233.4641 | -11762.0915 | 0 | -16920999.5199 | -16920.9995 | -514055.6816 | -16765.2365
7 | 26 | 15 | 36.1 | 209.4613 | 0.2178 | 14946.2415 | 0.13509 | 0 | 14946.2415 | 9.68 | 4.2094 | 0 | 0 | 0 | 0 | 69447.0928 | -54500.8513 | -77858.359 | 0 | -16998857.8788 | -16998.8579 | -516420.9989 | -16842.3782
7 | 26 | 16 | 35.6 | 310.3809 | 0.2188 | 22249.1158 | 0.16753 | 0 | 22249.1158 | 9.28 | 5.1529 | 0 | 0 | 0 | 0 | 72164.4384 | -49915.3226 | -71307.6037 | 0 | -17070165.4825 | -17070.1655 | -518587.3058 | -16913.0293
7 | 26 | 17 | 35.6 | 243.8257 | 0.2188 | 17478.2219 | 0.19408 | 0 | 17478.2219 | 9.28 | 5.1999 | 0 | 0 | 0 | 0 | 72399.4236 | -54921.2018 | -78458.8597 | 0 | -17148624.3422 | -17148.6243 | -520970.8661 | -16990.766
7 | 26 | 18 | 34.4 | 60.9031 | 0.2212 | 4413.6181 | 0.22786 | 0 | 4413.6181 | 8.32 | 4.8923 | 0 | 0 | 0 | 0 | 66061.4288 | -61647.8108 | -88068.3011 | 0 | -17236692.6433 | -17236.6926 | -523646.3588 | -17078.0236
7 | 26 | 19 | 33.3 | 0.6446 | 0.2234 | 47.1788 | 0.23232 | 0 | 47.1788 | 7.44 | 3.6601 | 0 | 0 | 0 | 0 | 55500.2786 | -55453.0998 | -79218.7139 | 0 | -17315911.3572 | -17315.9114 | -526053.0033 | -17156.5131
7 | 26 | 20 | 32.2 | 0 | 0.2256 | 0 | 0.24647 | 0 | 0 | 6.56 | 2.2392 | 0 | 0 | 0 | 0 | 43995.7652 | -43995.7652 | -62851.0932 | 0 | -17378762.4504 | -17378.7625 | -527962.4036 | -17218.7856
7 | 26 | 21 | 31.1 | 0 | 0.2278 | 0 | 0.29893 | 0 | 0 | 5.68 | 2.2806 | 0 | 0 | 0 | 0 | 39803.1712 | -39803.1712 | -56861.6732 | 0 | -17435624.1235 | -17435.6241 | -529689.8468 | -17275.1238
7 | 26 | 22 | 30.6 | 0 | 0.2288 | 0 | 0.3304 | 0 | 0 | 5.28 | 1.8454 | 0 | 0 | 0 | 0 | 35627.2362 | -35627.2362 | -50896.0518 | 0 | -17486520.1753 | -17486.5202 | -531236.056 | -17325.5514
7 | 26 | 23 | 30 | 0 | 0.23 | 0 | 0.3233 | 0 | 0 | 4.8 | 1.2175 | 0 | 0 | 0 | 0 | 30087.2834 | -30087.2834 | -42981.8334 | 0 | -17529502.0087 | -17529.502 | -532541.8332 | -17368.1375
7 | 27 | 0 | 30 | 0 | 0.23 | 0 | 0.32408 | 0 | 0 | 4.8 | 0.92315 | 0 | 0 | 0 | 0 | 28615.7739 | -28615.7739 | -40879.677 | 0 | -17570381.6857 | -17570.3817 | -533783.7474 | -17408.6409
7 | 27 | 1 | 28.9 | 0 | 0.2322 | 0 | 0.31955 | 0 | 0 | 3.92 | 1.2925 | 0 | 0 | 0 | 0 | 26062.3731 | -26062.3731 | -37231.9615 | 0 | -17607613.6472 | -17607.6136 | -534914.845 | -17445.5301
7 | 27 | 2 | 28.9 | 0 | 0.2322 | 0 | 0.29477 | 0 | 0 | 3.92 | 0.67262 | 0 | 0 | 0 | 0 | 22963.0774 | -22963.0774 | -32804.3963 | 0 | -17640418.0435 | -17640.418 | -535911.4342 | -17478.0326
7 | 27 | 3 | 27.8 | 0 | 0.2344 | 0 | 0.29852 | 0 | 0 | 3.04 | 1.0508 | 0 | 0 | 0 | 0 | 20454.1641 | -20454.1641 | -29220.2344 | 0 | -17669638.278 | -17669.6383 | -536799.1376 | -17506.9838
7 | 27 | 4 | 26.7 | 0 | 0.2366 | 0 | 0.26403 | 0 | 0 | 2.16 | 1.5155 | 0 | 0 | 0 | 0 | 18377.578 | -18377.578 | -26253.6829 | 0 | -17695891.9608 | -17695.892 | -537596.7178 | -17532.9958
7 | 27 | 5 | 26.1 | 0.82222 | 0.2378 | 64.0577 | 0.22837 | 0 | 64.0577 | 1.68 | 1.8247 | 0 | 0 | 0 | 0 | 17523.6415 | -17459.5838 | -24942.2626 | 0 | -17720834.2234 | -17720.8342 | -538354.4574 | -17557.7085
7 | 27 | 6 | 26.7 | 13.9778 | 0.2366 | 1083.4859 | 0.23438 | 0 | 1083.4859 | 2.16 | 1.3458 | 0 | 0 | 0 | 0 | 17528.8934 | -16445.4075 | -23493.4393 | 0 | -17744327.6627 | -17744.3277 | -539068.1822 | -17580.9857
7 | 27 | 7 | 28.3 | 41.9333 | 0.2334 | 3206.4956 | 0.20192 | 0 | 3206.4956 | 3.44 | 0.034587 | 0 | 0 | 0 | 0 | 17372.9336 | -14166.438 | -20237.7686 | 0 | -17764565.4313 | -17764.5654 | -539683.0004 | -17601.0371
7 | 27 | 8 | 30.6 | 72.3556 | 0.2288 | 5423.7331 | 0.16848 | 0 | 5423.7331 | 5.28 | 0 | 0 | 0 | 0 | 0 | 26400 | -20976.2669 | -29966.0956 | 0 | -17794531.5269 | -17794.5315 | -540593.3628 | -17630.7274
7 | 27 | 9 | 32.8 | 146.1942 | 0.2244 | 10747.8933 | 0.21546 | 0 | 10747.8933 | 7.04 | 0 | 0 | 0 | 0 | 0 | 35200 | -24452.1067 | -34931.5811 | 0 | -17829463.1079 | -17829.4631 | -541654.5754 | -17665.3374
7 | 27 | 10 | 34.4 | 326.019 | 0.2212 | 23626.4499 | 0.19902 | 0 | 23626.4499 | 8.32 | 0 | 0 | 0 | 0 | 0 | 41600 | -17973.5501 | -25676.5002 | 0 | -17855139.6081 | -17855.1396 | -542434.621 | -17690.7775
7 | 27 | 11 | 35.6 | 163.9961 | 0.2188 | 11755.7745 | 0.14904 | 0 | 11755.7745 | 9.28 | 0 | 0 | 0 | 0 | 0 | 46400 | -34644.2255 | -49491.7508 | 0 | -17904631.3589 | -17904.6314 | -543938.1679 | -17739.8137
7 | 27 | 12 | 36.1 | 130.9946 | 0.2178 | 9347.2003 | 0.13163 | 0 | 9347.2003 | 9.68 | 0 | 0 | 0 | 0 | 0 | 48400 | -39052.7997 | -55789.7138 | 0 | -17960421.0727 | -17960.4211 | -545633.0452 | -17795.0899
7 | 27 | 13 | 37.2 | 264.7711 | 0.2156 | 18702.0753 | 0.13518 | 0 | 18702.0753 | 10.56 | 0 | 0 | 0 | 0 | 0 | 52800 | -34097.9247 | -48711.3209 | 0 | -18009132.3936 | -18009.1324 | -547112.8828 | -17843.3528
7 | 27 | 14 | 38.3 | 138.9927 | 0.2134 | 9717.5504 | 0.1627 | 0 | 9717.5504 | 11.44 | 0.53278 | 0 | 0 | 0 | 0 | 59863.8948 | -50146.3443 | -71637.6348 | 0 | -18080770.0284 | -18080.77 | -549289.2161 | -17914.331
7 | 27 | 15 | 37.8 | 169.9297 | 0.2144 | 11936.1529 | 0.18221 | 0 | 11936.1529 | 11.04 | 2.7203 | 0 | 0 | 0 | 0 | 68801.505 | -56865.3522 | -81236.2174 | 0 | -18162006.2458 | -18162.0062 | -551757.1518 | -17994.8194
7 | 27 | 16 | 37.8 | 85.5111 | 0.2144 | 6006.4482 | 0.21581 | 0 | 6006.4482 | 11.04 | 3.535 | 0 | 0 | 0 | 0 | 72874.9628 | -66868.5146 | -95526.4494 | 0 | -18257532.6952 | -18257.5327 | -554659.2211 | -18089.4665
7 | 27 | 17 | 37.2 | 56.7333 | 0.2156 | 4007.3517 | 0.26127 | 0 | 4007.3517 | 10.56 | 3.5266 | 0 | 0 | 0 | 0 | 70433.1648 | -66425.8131 | -94894.0187 | 0 | -18352426.7139 | -18352.4267 | -557542.0774 | -18183.487
7 | 27 | 18 | 36.1 | 40.2889 | 0.2178 | 2874.8393 | 0.30114 | 0 | 2874.8393 | 9.68 | 2.9519 | 0 | 0 | 0 | 0 | 63159.5265 | -60284.6872 | -86120.9818 | 0 | -18438547.6957 | -18438.5477 | -560158.411 | -18268.8152
7 | 27 | 19 | 34.4 | 2.4667 | 0.2212 | 178.7582 | 0.29894 | 0 | 178.7582 | 8.32 | 2.1845 | 0 | 0 | 0 | 0 | 52522.4006 | -52343.6424 | -74776.632 | 0 | -18513324.3276 | -18513.3243 | -562430.1062 | -18342.9035
7 | 27 | 20 | 33.9 | 0 | 0.2222 | 0 | 0.31241 | 0 | 0 | 7.92 | 0.68273 | 0 | 0 | 0 | 0 | 43013.6695 | -43013.6695 | -61448.0993 | 0 | -18574772.4269 | -18574.7724 | -564296.8839 | -18403.7859
7 | 27 | 21 | 32.8 | 0 | 0.2244 | 0 | 0.34498 | 0 | 0 | 7.04 | 0.42307 | 0 | 0 | 0 | 0 | 37315.3448 | -37315.3448 | -53307.6355 | 0 | -18628080.0624 | -18628.0801 | -565916.3563 | -18456.6028
7 | 27 | 22 | 31.7 | 0 | 0.2266 | 0 | 0.38091 | 0 | 0 | 6.16 | 0.65528 | 0 | 0 | 0 | 0 | 34076.3803 | -34076.3803 | -48680.5433 | 0 | -18676760.6057 | -18676.7606 | -567395.2589 | -18504.8353
7 | 27 | 23 | 30.6 | 0 | 0.2288 | 0 | 0.38927 | 0 | 0 | 5.28 | 0.75151 | 0 | 0 | 0 | 0 | 30157.5555 | -30157.5555 | -43082.2222 | 0 | -18719842.8278 | -18719.8428 | -568704.0859 | -18547.5209
7 | 28 | 0 | 29.4 | 0 | 0.2312 | 0 | 0.39164 | 0 | 0 | 4.32 | 1.1377 | 0 | 0 | 0 | 0 | 27288.4448 | -27288.4448 | -38983.4925 | 0 | -18758826.3204 | -18758.8263 | -569888.3945 | -18586.1455
7 | 28 | 1 | 28.3 | 0 | 0.2334 | 0 | 0.39725 | 0 | 0 | 3.44 | 1.5948 | 0 | 0 | 0 | 0 | 25174.2154 | -25174.2154 | -35963.1649 | 0 | -18794789.4852 | -18794.7895 | -570980.9464 | -18621.7777
7 | 28 | 2 | 28.9 | 0 | 0.2322 | 0 | 0.39137 | 0 | 0 | 3.92 | 0.546 | 0 | 0 | 0 | 0 | 22329.9861 | -22329.9861 | -31899.9802 | 0 | -18826689.4654 | -18826.6895 | -571950.0597 | -18653.384
7 | 28 | 3 | 27.2 | 0 | 0.2356 | 0 | 0.38343 | 0 | 0 | 2.56 | 1.3384 | 0 | 0 | 0 | 0 | 19491.8606 | -19491.8606 | -27845.5152 | 0 | -18854534.9806 | -18854.535 | -572795.9994 | -18680.9732
7 | 28 | 4 | 26.1 | 0 | 0.2378 | 0 | 0.38499 | 0 | 0 | 1.68 | 1.7207 | 0 | 0 | 0 | 0 | 17003.48 | -17003.48 | -24290.6857 | 0 | -18878825.6663 | -18878.8257 | -573533.9443 | -18705.0403
7 | 28 | 5 | 25 | 0.10049 | 0.24 | 7.9018 | 0.38399 | 0 | 7.9018 | 0.8 | 2.4612 | 0 | 0 | 0 | 0 | 16306.0063 | -16298.1045 | -23283.0064 | 0 | -18902108.6728 | -18902.1087 | -574241.2761 | -18728.1089
7 | 28 | 6 | 27.2 | 49.4514 | 0.2356 | 3817.0168 | 0.40057 | 0 | 3817.0168 | 2.56 | 1.0772 | 0 | 0 | 0 | 0 | 18185.7533 | -14368.7365 | -20526.7664 | 0 | -18922635.4392 | -18922.6354 | -574864.8741 | -18748.4467
7 | 28 | 7 | 29.4 | 131.6847 | 0.2312 | 9974.5541 | 0.34407 | 0 | 9974.5541 | 4.32 | 0 | 0 | 0 | 0 | 0 | 21600 | -11625.4459 | -16607.7799 | 0 | -18939243.2191 | -18939.2432 | -575369.4143 | -18764.9016
7 | 28 | 8 | 31.1 | 319.188 | 0.2278 | 23821.5858 | 0.33068 | 0 | 23821.5858 | 5.68 | 0 | 0 | 0 | 0 | 0 | 28400 | -4578.4142 | -6540.5917 | 0 | -18945783.8108 | -18945.7838 | -575568.1158 | -18771.382
7 | 28 | 9 | 33.3 | 419.4775 | 0.2234 | 30701.6841 | 0.37064 | 0 | 30701.6841 | 7.44 | 0 | 0 | 0 | 0 | 0 | 37200 | -6498.3159 | -9283.3084 | 0 | -18955067.1192 | -18955.0671 | -575850.1403 | -18780.5799
7 | 28 | 10 | 35.6 | 144.6603 | 0.2188 | 10369.7187 | 0.37807 | 0 | 10369.7187 | 9.28 | 0 | 0 | 0 | 0 | 0 | 46400 | -36030.2813 | -51471.8305 | 0 | -19006538.9497 | -19006.5389 | -577413.8415 | -18831.5779
7 | 28 | 11 | 36.7 | 483.7192 | 0.2166 | 34325.9201 | 0.34483 | 0 | 34325.9201 | 10.16 | 0 | 0 | 0 | 0 | 0 | 50800 | -16474.0799 | -23534.3998 | 0 | -19030073.3496 | -19030.0733 | -578128.8106 | -18854.8957
7 | 28 | 12 | 37.8 | 578.771 | 0.2144 | 40653.8757 | 0.31469 | 0 | 40653.8757 | 11.04 | 0 | 0 | 0 | 0 | 0 | 55200 | -14546.1243 | -20780.1775 | 0 | -19050853.5271 | -19050.8535 | -578760.1072 | -18875.4845
7 | 28 | 13 | 38.9 | 877.8581 | 0.2122 | 61029.5431 | 0.30259 | 0 | 61029.5431 | 11.92 | 0 | 0 | 0 | 0 | 0 | 59600 | 1429.5431 | 0 | 1000.6802 | -19049852.8469 | -19049.8528 | -578729.7067 | -18874.4931
7 | 28 | 14 | 39.4 | 723.6691 | 0.2112 | 50073.0875 | 0.2836 | 0 | 50073.0875 | 12.32 | 0 | 0 | 0 | 0 | 0 | 61600 | -11526.9125 | -16467.0178 | 0 | -19066319.8647 | -19066.3199 | -579229.9706 | -18890.8085
7 | 28 | 15 | 40 | 617.0272 | 0.21 | 42451.5978 | 0.27185 | 0 | 42451.5978 | 12.8 | 1.3947 | 0 | 0 | 0 | 0 | 70973.2726 | -28521.6748 | -40745.2497 | 0 | -19107065.1144 | -19107.0651 | -580467.8009 | -18931.1787
7 | 28 | 16 | 39.4 | 436.9446 | 0.2112 | 30233.6584 | 0.2683 | 0 | 30233.6584 | 12.32 | 2.4047 | 0 | 0 | 0 | 0 | 73623.582 | -43389.9236 | -61985.6051 | 0 | -19169050.7195 | -19169.0507 | -582350.9079 | -18992.5937
7 | 28 | 17 | 38.9 | 230.9228 | 0.2122 | 16053.9764 | 0.2773 | 0 | 16053.9764 | 11.92 | 1.8737 | 0 | 0 | 0 | 0 | 68968.5509 | -52914.5745 | -75592.2493 | 0 | -19244642.9688 | -19244.643 | -584647.3813 | -19067.4901
7 | 28 | 18 | 37.8 | 63.6146 | 0.2144 | 4468.4011 | 0.30554 | 0 | 4468.4011 | 11.04 | 1.4507 | 0 | 0 | 0 | 0 | 62453.4814 | -57985.0803 | -82835.8291 | 0 | -19327478.7979 | -19327.4788 | -587163.9128 | -19149.5634
7 | 28 | 19 | 36.1 | -4.1951 | 0.2178 | -299.3424 | 0.32027 | 0 | -299.3424 | 9.68 | 0.40403 | 0 | 0 | 0 | 0 | 50420.1325 | -50719.4749 | -72456.3927 | 0 | -19399935.1906 | -19399.9352 | -589365.1197 | -19221.3528
7 | 28 | 20 | 35 | 0 | 0.22 | 0 | 0.33528 | 0 | 0 | 8.8 | 0 | 0 | 0 | 0 | 0 | 44000 | -44000 | -62857.1429 | 0 | -19462792.3334 | -19462.7923 | -591274.7038 | -19283.6313
7 | 28 | 21 | 32.8 | 0 | 0.2244 | 0 | 0.40648 | 0 | 0 | 7.04 | 0 | 0 | 0 | 0 | 0 | 35200 | -35200 | -50285.7143 | 0 | -19513078.0477 | -19513.078 | -592802.3711 | -19333.4541
7 | 28 | 22 | 32.2 | 0 | 0.2256 | 0 | 0.45852 | 0 | 0 | 6.56 | 0.20048 | 0 | 0 | 0 | 0 | 33802.4249 | -33802.4249 | -48289.1784 | 0 | -19561367.2261 | -19561.3672 | -594269.3841 | -19381.2988
7 | 28 | 23 | 30.6 | 0 | 0.2288 | 0 | 0.49865 | 0 | 0 | 5.28 | 0.71318 | 0 | 0 | 0 | 0 | 29965.9171 | -29965.9171 | -42808.453 | 0 | -19604175.679 | -19604.1757 | -595569.894 | -19423.7132
7 | 29 | 0 | 30.6 | 0 | 0.2288 | 0 | 0.52402 | 0 | 0 | 5.28 | 0 | 0 | 0 | 0 | 0 | 26400 | -26400 | -37714.2857 | 0 | -19641889.9648 | -19641.89 | -596715.6445 | -19461.0803
7 | 29 | 1 | 28.3 | 0 | 0.2334 | 0 | 0.52051 | 0 | 0 | 3.44 | 1.2056 | 0 | 0 | 0 | 0 | 23228.1726 | -23228.1726 | -33183.1037 | 0 | -19675073.0685 | -19675.0731 | -597723.7388 | -19493.958
7 | 29 | 2 | 28.3 | 0 | 0.2334 | 0 | 0.51338 | 0 | 0 | 3.44 | 0.47353 | 0 | 0 | 0 | 0 | 19567.6501 | -19567.6501 | -27953.7858 | 0 | -19703026.8543 | -19703.0269 | -598572.9677 | -19521.6544
7 | 29 | 3 | 28.9 | 0 | 0.2322 | 0 | 0.49191 | 0 | 0 | 3.92 | 0 | 0 | 0 | 0 | 0 | 19600 | -19600 | -28000 | 0 | -19731026.8543 | -19731.0269 | -599423.6006 | -19549.3967
7 | 29 | 4 | 27.8 | 0 | 0.2344 | 0 | 0.4662 | 0 | 0 | 3.04 | 0.23888 | 0 | 0 | 0 | 0 | 16394.3948 | -16394.3948 | -23420.564 | 0 | -19754447.4183 | -19754.4474 | -600135.1114 | -19572.6016
7 | 29 | 5 | 27.8 | 0.82222 | 0.2344 | 63.1418 | 0.45376 | 0 | 63.1418 | 3.04 | 0.18139 | 0 | 0 | 0 | 0 | 16106.9372 | -16043.7953 | -22919.7076 | 0 | -19777367.1259 | -19777.3671 | -600831.4064 | -19595.3104
7 | 29 | 6 | 27.8 | 18.0889 | 0.2344 | 1389.1204 | 0.42644 | 0 | 1389.1204 | 3.04 | 0.19508 | 0 | 0 | 0 | 0 | 16175.3795 | -14786.259 | -21123.2272 | 0 | -19798490.3531 | -19798.4904 | -601473.1247 | -19616.2391
7 | 29 | 7 | 30 | 52.6222 | 0.23 | 3965.2213 | 0.35406 | 0 | 3965.2213 | 4.8 | 0 | 0 | 0 | 0 | 0 | 24000 | -20034.7787 | -28621.1125 | 0 | -19827111.4656 | -19827.1115 | -602342.6268 | -19644.5968
7 | 29 | 8 | 30.6 | 296.9856 | 0.2288 | 22261.876 | 0.32627 | 0 | 22261.876 | 5.28 | 0 | 0 | 0 | 0 | 0 | 26400 | -4138.124 | -5911.6057 | 0 | -19833023.0713 | -19833.0231 | -602522.2199 | -19650.454
7 | 29 | 9 | 31.1 | 196.7454 | 0.2278 | 14683.4684 | 0.32816 | 0 | 14683.4684 | 5.68 | 0 | 0 | 0 | 0 | 0 | 28400 | -13716.5316 | -19595.0452 | 0 | -19852618.1165 | -19852.6181 | -603117.5124 | -19669.8686
7 | 29 | 10 | 31.7 | 295.0735 | 0.2266 | 21905.8716 | 0.27431 | 0 | 21905.8716 | 6.16 | 0 | 0 | 0 | 0 | 0 | 30800 | -8894.1284 | -12705.8978 | 0 | -19865324.0142 | -19865.324 | -603503.5144 | -19682.4576
7 | 29 | 11 | 33.9 | 193.454 | 0.2222 | 14082.9016 | 0.2078 | 0 | 14082.9016 | 7.92 | 0 | 0 | 0 | 0 | 0 | 39600 | -25517.0984 | -36452.9977 | 0 | -19901777.0119 | -19901.777 | -604610.9472 | -19718.575
7 | 29 | 12 | 35 | 484.9614 | 0.22 | 34954.2735 | 0.16783 | 0 | 34954.2735 | 8.8 | 0 | 0 | 0 | 0 | 0 | 44000 | -9045.7265 | -12922.4664 | 0 | -19914699.4783 | -19914.6995 | -605003.5285 | -19731.3785
7 | 29 | 13 | 35.6 | 534.2054 | 0.2188 | 38293.5835 | 0.16441 | 0 | 38293.5835 | 9.28 | 0 | 0 | 0 | 0 | 0 | 46400 | -8106.4165 | -11580.5949 | 0 | -19926280.0733 | -19926.2801 | -605355.344 | -19742.8525
7 | 29 | 14 | 35 | 411.8086 | 0.22 | 29681.6832 | 0.18154 | 0 | 29681.6832 | 8.8 | 0.91251 | 0 | 0 | 0 | 0 | 48562.5618 | -18880.8785 | -26972.6836 | 0 | -19953252.7569 | -19953.2528 | -606174.7673 | -19769.5769
7 | 29 | 15 | 34.4 | 266.6635 | 0.2212 | 19324.9826 | 0.19727 | 0 | 19324.9826 | 8.32 | 2.9887 | 0 | 0 | 0 | 0 | 56543.3859 | -37218.4033 | -53169.1476 | 0 | -20006421.9044 | -20006.4219 | -607790.0325 | -19822.2566
7 | 29 | 16 | 32.8 | 293.3466 | 0.2244 | 21566.2377 | 0.21906 | 0 | 21566.2377 | 7.04 | 4.6699 | 0 | 0 | 0 | 0 | 58549.5694 | -36983.3316 | -52833.3309 | 0 | -20059255.2353 | -20059.2552 | -609395.0958 | -19874.6036
7 | 29 | 17 | 31.7 | 239.6079 | 0.2266 | 17788.1736 | 0.22378 | 0 | 17788.1736 | 6.16 | 5.5605 | 0 | 0 | 0 | 0 | 58602.6796 | -40814.506 | -58306.4371 | 0 | -20117561.6724 | -20117.5617 | -611166.4306 | -19932.3733
7 | 29 | 18 | 30.6 | 58.4368 | 0.2288 | 4380.3943 | 0.25761 | 0 | 4380.3943 | 5.28 | 5.5085 | 0 | 0 | 0 | 0 | 53942.3965 | -49562.0022 | -70802.8603 | 0 | -20188364.5327 | -20188.3645 | -613317.4035 | -20002.5244
7 | 29 | 19 | 30 | -10.0384 | 0.23 | -756.4169 | 0.27433 | 0 | -756.4169 | 4.8 | 3.6659 | 0 | 0 | 0 | 0 | 42329.33 | -43085.7469 | -61551.067 | 0 | -20249915.5998 | -20249.9156 | -615187.3094 | -20063.5089
7 | 29 | 20 | 28.9 | 0 | 0.2322 | 0 | 0.29993 | 0 | 0 | 3.92 | 3.2335 | 0 | 0 | 0 | 0 | 35767.4916 | -35767.4916 | -51096.4166 | 0 | -20301012.0164 | -20301.012 | -616739.6056 | -20114.1349
7 | 29 | 21 | 28.9 | 0 | 0.2322 | 0 | 0.33916 | 0 | 0 | 3.92 | 2.8333 | 0 | 0 | 0 | 0 | 33766.695 | -33766.695 | -48238.1357 | 0 | -20349250.1521 | -20349.2502 | -618205.0679 | -20161.929
7 | 29 | 22 | 28.3 | 0 | 0.2334 | 0 | 0.36555 | 0 | 0 | 3.44 | 2.5964 | 0 | 0 | 0 | 0 | 30181.9106 | -30181.9106 | -43117.0151 | 0 | -20392367.1672 | -20392.3672 | -619514.9519 | -20204.6491
7 | 29 | 23 | 27.8 | 0 | 0.2344 | 0 | 0.39826 | 0 | 0 | 3.04 | 2.1865 | 0 | 0 | 0 | 0 | 26132.5939 | -26132.5939 | -37332.2769 | 0 | -20429699.4441 | -20429.6994 | -620649.097 | -20241.6378
7 | 30 | 0 | 27.2 | 0 | 0.2356 | 0 | 0.40488 | 0 | 0 | 2.56 | 2.1823 | 0 | 0 | 0 | 0 | 23711.3286 | -23711.3286 | -33873.3266 | 0 | -20463572.7707 | -20463.5728 | -621678.1601 | -20275.1993
7 | 30 | 1 | 26.1 | 0 | 0.2378 | 0 | 0.41678 | 0 | 0 | 1.68 | 2.7879 | 0 | 0 | 0 | 0 | 22339.6982 | -22339.6982 | -31913.8546 | 0 | -20495486.6253 | -20495.4866 | -622647.6949 | -20306.8194
7 | 30 | 2 | 26.1 | 0 | 0.2378 | 0 | 0.39785 | 0 | 0 | 1.68 | 2.2171 | 0 | 0 | 0 | 0 | 19485.6542 | -19485.6542 | -27836.6488 | 0 | -20523323.2742 | -20523.3233 | -623493.3653 | -20334.3998
7 | 30 | 3 | 26.7 | 0 | 0.2366 | 0 | 0.37948 | 0 | 0 | 2.16 | 1.5345 | 0 | 0 | 0 | 0 | 18472.2565 | -18472.2565 | -26388.9379 | 0 | -20549712.2121 | -20549.7122 | -624295.0545 | -20360.5458
7 | 30 | 4 | 25.6 | 0 | 0.2388 | 0 | 0.34005 | 0 | 0 | 1.28 | 1.985 | 0 | 0 | 0 | 0 | 16324.9467 | -16324.9467 | -23321.3524 | 0 | -20573033.5645 | -20573.0336 | -625003.5513 | -20383.6524
7 | 30 | 5 | 25.6 | 0.82222 | 0.2388 | 64.3271 | 0.33667 | 0 | 64.3271 | 1.28 | 1.6115 | 0 | 0 | 0 | 0 | 14457.6125 | -14393.2854 | -20561.8363 | 0 | -20593595.4008 | -20593.5954 | -625628.2147 | -20404.025
7 | 30 | 6 | 26.1 | 36.1778 | 0.2378 | 2818.5396 | 0.32364 | 0 | 2818.5396 | 1.68 | 1.1786 | 0 | 0 | 0 | 0 | 14293.1648 | -11474.6252 | -16392.3217 | 0 | -20609987.7225 | -20609.9877 | -626126.2093 | -20420.2664
7 | 30 | 7 | 27.2 | 79.7556 | 0.2356 | 6156.1138 | 0.25419 | 0 | 6156.1138 | 2.56 | 0.42718 | 0 | 0 | 0 | 0 | 14935.8847 | -8779.7709 | -12542.5299 | 0 | -20622530.2524 | -20622.5303 | -626507.2482 | -20432.6935
7 | 30 | 8 | 28.9 | 181.0604 | 0.2322 | 13773.8766 | 0.26855 | 0 | 13773.8766 | 3.92 | 0 | 0 | 0 | 0 | 0 | 19600 | -5826.1234 | -8323.0335 | 0 | -20630853.2858 | -20630.8533 | -626760.0998 | -20440.9399
7 | 30 | 9 | 30 | 250.056 | 0.23 | 18842.3667 | 0.24331 | 0 | 18842.3667 | 4.8 | 0 | 0 | 0 | 0 | 0 | 24000 | -5157.6333 | -7368.0475 | 0 | -20638221.3334 | -20638.2213 | -626983.9392 | -20448.2401
7 | 30 | 10 | 31.1 | 279.4848 | 0.2278 | 20858.4672 | 0.17602 | 0 | 20858.4672 | 5.68 | 0 | 0 | 0 | 0 | 0 | 28400 | -7541.5328 | -10773.6183 | 0 | -20648994.9517 | -20648.995 | -627311.239 | -20458.9146
7 | 30 | 11 | 32.2 | 487.0128 | 0.2256 | 35995.6367 | 0.13958 | 0 | 35995.6367 | 6.56 | 0 | 0 | 0 | 0 | 0 | 32800 | 3195.6367 | 0 | 2236.9457 | -20646758.006 | -20646.758 | -627243.2812 | -20456.6982
7 | 30 | 12 | 33.3 | 439.7728 | 0.2234 | 32187.1044 | 0.14576 | 0 | 32187.1044 | 7.44 | 0 | 0 | 0 | 0 | 0 | 37200 | -5012.8956 | -7161.2795 | 0 | -20653919.2854 | -20653.9193 | -627460.8391 | -20463.7936
7 | 30 | 13 | 33.3 | 379.8473 | 0.2234 | 27801.1432 | 0.1557 | 0 | 27801.1432 | 7.44 | 0.86054 | 0 | 0 | 0 | 0 | 41502.6869 | -13701.5437 | -19573.6338 | 0 | -20673492.9193 | -20673.4929 | -628055.4811 | -20483.187
7 | 30 | 14 | 33.9 | 403.5934 | 0.2222 | 29380.4577 | 0.17565 | 0 | 29380.4577 | 7.92 | 3.289 | 0 | 0 | 0 | 0 | 56045.084 | -26664.6263 | -38092.3233 | 0 | -20711585.2426 | -20711.5852 | -629212.7162 | -20520.9287
7 | 30 | 15 | 33.3 | 427.8443 | 0.2234 | 31314.0537 | 0.174 | 0 | 31314.0537 | 7.44 | 5.3786 | 0 | 0 | 0 | 0 | 64093.2097 | -32779.156 | -46827.3657 | 0 | -20758412.6083 | -20758.4126 | -630635.3197 | -20567.325
7 | 30 | 16 | 33.3 | 393.9438 | 0.2234 | 28832.8697 | 0.18429 | 0 | 28832.8697 | 7.44 | 6.1331 | 0 | 0 | 0 | 0 | 67865.5213 | -39032.6516 | -55760.9309 | 0 | -20814173.5392 | -20814.1735 | -632329.3227 | -20622.5727
7 | 30 | 17 | 32.8 | 203.7489 | 0.2244 | 14979.1982 | 0.2242 | 0 | 14979.1982 | 7.04 | 6.0951 | 0 | 0 | 0 | 0 | 65675.5538 | -50696.3556 | -72423.3652 | 0 | -20886596.9044 | -20886.5969 | -634529.5262 | -20694.3293
7 | 30 | 18 | 32.8 | 59.8291 | 0.2244 | 4398.5121 | 0.30372 | 0 | 4398.5121 | 7.04 | 5.3484 | 0 | 0 | 0 | 0 | 61942.0262 | -57543.5141 | -82205.0202 | 0 | -20968801.9245 | -20968.8019 | -637026.8939 | -20775.7776
7 | 30 | 19 | 32.2 | -4.3563 | 0.2256 | -321.9811 | 0.31508 | 0 | -321.9811 | 6.56 | 3.8747 | 0 | 0 | 0 | 0 | 52173.4797 | -52495.4609 | -74993.5155 | 0 | -21043795.44 | -21043.7954 | -639305.1779 | -20850.0808
7 | 30 | 20 | 31.7 | 0 | 0.2266 | 0 | 0.33692 | 0 | 0 | 6.16 | 1.7305 | 0 | 0 | 0 | 0 | 39452.5232 | -39452.5232 | -56360.7474 | 0 | -21100156.1875 | -21100.1562 | -641017.4032 | -20905.9227
7 | 30 | 21 | 27.8 | 0 | 0.2344 | 0 | 0.3733 | 0 | 0 | 3.04 | 3.4331 | 0 | 0 | 0 | 0 | 32365.4063 | -32365.4063 | -46236.2947 | 0 | -21146392.4821 | -21146.3925 | -642422.0501 | -20951.7334
7 | 30 | 22 | 27.8 | 0 | 0.2344 | 0 | 0.38648 | 0 | 0 | 3.04 | 3.4329 | 0 | 0 | 0 | 0 | 32364.2656 | -32364.2656 | -46234.6651 | 0 | -21192627.1472 | -21192.6271 | -643826.6475 | -20997.5425
7 | 30 | 23 | 25.6 | 0 | 0.2388 | 0 | 0.37131 | 0 | 0 | 1.28 | 4.1656 | 0 | 0 | 0 | 0 | 27227.8056 | -27227.8056 | -38896.8651 | 0 | -21231524.0123 | -21231.524 | -645008.3244 | -21036.0813
7 | 31 | 0 | 25 | 0 | 0.24 | 0 | 0.34914 | 0 | 0 | 0.8 | 3.7009 | 0 | 0 | 0 | 0 | 22504.5975 | -22504.5975 | -32149.4251 | 0 | -21263673.4374 | -21263.6734 | -645985.0158 | -21067.9348
7 | 31 | 1 | 25 | 0 | 0.24 | 0 | 0.30686 | 0 | 0 | 0.8 | 3.6564 | 0 | 0 | 0 | 0 | 22282.1601 | -22282.1601 | -31831.6572 | 0 | -21295505.0946 | -21295.5051 | -646952.0535 | -21099.4734
7 | 31 | 2 | 25 | 0 | 0.24 | 0 | 0.2602 | 0 | 0 | 0.8 | 3.2492 | 0 | 0 | 0 | 0 | 20246.0015 | -20246.0015 | -28922.8594 | 0 | -21324427.954 | -21324.428 | -647830.7227 | -21128.13
7 | 31 | 3 | 24.4 | 0 | 0.24 | 0 | 0.21011 | 0 | 0 | 0.32 | 3.1733 | 0 | 0 | 0 | 0 | 17466.5549 | -17466.5549 | -24952.2213 | 0 | -21349380.1753 | -21349.3802 | -648588.7648 | -21152.8525
7 | 31 | 4 | 24.4 | 0 | 0.24 | 0 | 0.17949 | 0 | 0 | 0.32 | 2.7679 | 0 | 0 | 0 | 0 | 15439.522 | -15439.522 | -22056.4601 | 0 | -21371436.6353 | -21371.4366 | -649258.8345 | -21174.706
7 | 31 | 5 | 24.4 | 0.82222 | 0.24 | 64.6503 | 0.16733 | 0 | 64.6503 | 0.32 | 2.4341 | 0 | 0 | 0 | 0 | 13770.6706 | -13706.0202 | -19580.0289 | 0 | -21391016.6642 | -21391.0167 | -649853.6708 | -21194.1058
7 | 31 | 6 | 23.9 | 37.8222 | 0.24 | 2973.9159 | 0.16169 | 0 | 2973.9159 | 0 | 2.4267 | 0 | 0 | 0 | 0 | 12133.6796 | -9159.7637 | -13085.3767 | 0 | -21404102.0409 | -21404.102 | -650251.2012 | -21207.0707
7 | 31 | 7 | 23.9 | 194.0755 | 0.24 | 15259.9253 | 0.1397 | 0 | 15259.9253 | 0 | 2.7156 | 0 | 0 | 0 | 0 | 13577.8122 | 1682.113 | 0 | 1177.4791 | -21402924.5618 | -21402.9246 | -650215.4297 | -21205.904
7 | 31 | 8 | 23.9 | 407.274 | 0.24 | 32023.4641 | 0.094249 | 0 | 32023.4641 | 0 | 3.0865 | 0 | 0 | 0 | 0 | 15432.5986 | 16590.8655 | 0 | 11613.6058 | -21391310.9559 | -21391.311 | -649862.6113 | -21194.3973
7 | 31 | 9 | 23.9 | 611.6757 | 0.24 | 48095.326 | 0.097818 | 0 | 48095.326 | 0 | 3.6945 | 0 | 0 | 0 | 0 | 18472.5776 | 29622.7484 | 0 | 20735.9239 | -21370575.0321 | -21370.575 | -649232.6592 | -21173.8523
7 | 31 | 10 | 25 | 726.1742 | 0.24 | 57098.2094 | 0.079444 | 0 | 57098.2094 | 0.8 | 3.6307 | 0 | 0 | 0 | 0 | 22153.2604 | 34944.949 | 0 | 24461.4643 | -21346113.5678 | -21346.1136 | -648489.5261 | -21149.616
7 | 31 | 11 | 24.4 | 783.3042 | 0.24 | 61590.2718 | 0.062583 | 0 | 61590.2718 | 0.32 | 5.2088 | 0 | 0 | 0 | 0 | 27643.9254 | 33946.3464 | 0 | 23762.4425 | -21322351.1253 | -21322.3511 | -647767.6291 | -21126.0723
7 | 31 | 12 | 25 | 902.156 | 0.24 | 70935.4398 | 0.075361 | 0 | 70935.4398 | 0.8 | 5.7795 | 0 | 0 | 0 | 0 | 32897.5613 | 38037.8786 | 0 | 26626.515 | -21295724.6103 | -21295.7246 | -646958.7223 | -21099.6909
7 | 31 | 13 | 25 | 702.6542 | 0.24 | 55248.8558 | 0.10183 | 0 | 55248.8558 | 0.8 | 7.4071 | 0 | 0 | 0 | 0 | 41035.3511 | 14213.5047 | 0 | 9949.4533 | -21285775.157 | -21285.7752 | -646656.4605 | -21089.833
7 | 31 | 14 | 26.1 | 490.8786 | 0.2378 | 38243.387 | 0.12494 | 0 | 38243.387 | 1.68 | 8.728 | 0 | 0 | 0 | 0 | 52040.2357 | -13796.8487 | -19709.7838 | 0 | -21305484.9408 | -21305.4849 | -647255.2387 | -21109.3614
7 | 31 | 15 | 26.7 | 250.2166 | 0.2366 | 19395.5119 | 0.15258 | 0 | 19395.5119 | 2.16 | 10.2319 | 0 | 0 | 0 | 0 | 61959.3552 | -42563.8433 | -60805.4905 | 0 | -21366290.4313 | -21366.2904 | -649102.4941 | -21169.6071
7 | 31 | 16 | 25.6 | 189.821 | 0.2388 | 14850.771 | 0.16925 | 0 | 14850.771 | 1.28 | 11.7319 | 0 | 0 | 0 | 0 | 65059.2886 | -50208.5176 | -71726.4537 | 0 | -21438016.8849 | -21438.0169 | -651281.5256 | -21240.6733
7 | 31 | 17 | 26.7 | 110.7024 | 0.2366 | 8581.0879 | 0.20112 | 0 | 8581.0879 | 2.16 | 10.3231 | 0 | 0 | 0 | 0 | 62415.6372 | -53834.5493 | -76906.499 | 0 | -21514923.3839 | -21514.9234 | -653617.9256 | -21316.8719
7 | 31 | 18 | 25.6 | 45.2222 | 0.2388 | 3537.9902 | 0.21608 | 0 | 3537.9902 | 1.28 | 10.1949 | 0 | 0 | 0 | 0 | 57374.3587 | -53836.3685 | -76909.0978 | 0 | -21591832.4817 | -21591.8325 | -655954.4045 | -21393.073
7 | 31 | 19 | 25 | 2.4667 | 0.24 | 193.951 | 0.25339 | 0 | 193.951 | 0.8 | 8.8523 | 0 | 0 | 0 | 0 | 48261.7176 | -48067.7666 | -68668.238 | 0 | -21660500.7197 | -21660.5007 | -658040.5282 | -21461.1091
7 | 31 | 20 | 25 | 0 | 0.24 | 0 | 0.30008 | 0 | 0 | 0.8 | 6.3964 | 0 | 0 | 0 | 0 | 35982.0277 | -35982.0277 | -51402.8968 | 0 | -21711903.6164 | -21711.9036 | -659602.1352 | -21512.0388
7 | 31 | 21 | 24.4 | 0 | 0.24 | 0 | 0.35103 | 0 | 0 | 0.32 | 6.3894 | 0 | 0 | 0 | 0 | 33547.074 | -33547.074 | -47924.3915 | 0 | -21759828.0079 | -21759.828 | -661058.0661 | -21559.5221
7 | 31 | 22 | 23.9 | 0 | 0.24 | 0 | 0.3899 | 0 | 0 | 0 | 6.262 | 0 | 0 | 0 | 0 | 31310.0722 | -31310.0722 | -44728.6746 | 0 | -21804556.6825 | -21804.5567 | -662416.9119 | -21603.839
7 | 31 | 23 | 23.3 | 0 | 0.24 | 0 | 0.38073 | 0 | 0 | 0 | 4.449 | 0 | 0 | 0 | 0 | 22244.8892 | -22244.8892 | -31778.4132 | 0 | -21836335.0957 | -21836.3351 | -663382.332 | -21635.3249
8 | 1 | 0 | 22.8 | 0 | 0.24 | 0 | 0.37926 | 0 | 0 | 0 | 3.6582 | 0 | 0 | 0 | 0 | 18291.2055 | -18291.2055 | -26130.2936 | 0 | -21862465.3893 | -21862.4654 | -664176.1637 | -21661.2147
8 | 1 | 1 | 22.2 | 0 | 0.24 | 0 | 0.3633 | 0 | 0 | 0 | 5.224 | 0 | 0 | 0 | 0 | 26119.8643 | -26119.8643 | -37314.0918 | 0 | -21899779.4811 | -21899.7795 | -665309.7564 | -21698.1853
8 | 1 | 2 | 21.7 | 0 | 0.24 | 0 | 0.32567 | 0 | 0 | 0 | 5.398 | 0 | 0 | 0 | 0 | 26990.2222 | -26990.2222 | -38557.4603 | 0 | -21938336.9414 | -21938.3369 | -666481.1223 | -21736.3878
8 | 1 | 3 | 21.1 | 0 | 0.24 | 0 | 0.29315 | 0 | 0 | 0 | 4.9639 | 0 | 0 | 0 | 0 | 24819.4605 | -24819.4605 | -35456.3722 | 0 | -21973793.3135 | -21973.7933 | -667558.2779 | -21771.5178
8 | 1 | 4 | 21.1 | 0 | 0.24 | 0 | 0.27192 | 0 | 0 | 0 | 4.4002 | 0 | 0 | 0 | 0 | 22000.7783 | -22000.7783 | -31429.6833 | 0 | -22005222.9968 | -22005.223 | -668513.1037 | -21802.6581
8 | 1 | 5 | 21.1 | 0.82222 | 0.24 | 64.6503 | 0.26268 | 0 | 64.6503 | 0 | 4.0728 | 0 | 0 | 0 | 0 | 20363.8666 | -20299.2162 | -28998.8803 | 0 | -22034221.8772 | -22034.2219 | -669394.0823 | -21831.3901
8 | 1 | 6 | 21.3 | 42.7556 | 0.24 | 3361.818 | 0.25267 | 0 | 3361.818 | 0 | 3.1068 | 0 | 0 | 0 | 0 | 15534.1214 | -12172.3034 | -17389.0048 | 0 | -22051610.882 | -22051.6109 | -669922.3559 | -21848.619
8 | 1 | 7 | 21.5 | 88.8 | 0.24 | 6982.2374 | 0.2217 | 0 | 6982.2374 | 0 | 3.3169 | 0 | 0 | 0 | 0 | 16584.7107 | -9602.4733 | -13717.819 | 0 | -22065328.701 | -22065.3287 | -670339.0998 | -21862.2105
8 | 1 | 8 | 21.7 | 70.7111 | 0.24 | 5559.9298 | 0.14492 | 0 | 5559.9298 | 0 | 3.4511 | 0 | 0 | 0 | 0 | 17255.4453 | -11695.5155 | -16707.8793 | 0 | -22082036.5803 | -22082.0366 | -670846.6809 | -21878.7646
8 | 1 | 9 | 23.7 | 97.0222 | 0.24 | 7628.7409 | 0.1736 | 0 | 7628.7409 | 0 | 3.1287 | 0 | 0 | 0 | 0 | 15643.6291 | -8014.8882 | -11449.8402 | 0 | -22093486.4205 | -22093.4864 | -671194.5242 | -21890.1091
8 | 1 | 10 | 25.8 | 746.8337 | 0.2384 | 58331.1519 | 0.13937 | 0 | 58331.1519 | 1.44 | 2.5686 | 0 | 0 | 0 | 0 | 20043.1144 | 38288.0375 | 0 | 26801.6263 | -22066684.7942 | -22066.6848 | -670380.2975 | -21863.5542
8 | 1 | 11 | 27.8 | 858.095 | 0.2344 | 65896.66 | 0.095314 | 0 | 65896.66 | 3.04 | 2.0934 | 0 | 0 | 0 | 0 | 25667.1862 | 40229.4738 | 0 | 28160.6317 | -22038524.1626 | -22038.5242 | -669524.7847 | -21835.6528
8 | 1 | 12 | 28.7 | 837.5385 | 0.2326 | 63824.1327 | 0.073476 | 0 | 63824.1327 | 3.76 | 2.6763 | 0 | 0 | 0 | 0 | 32181.6457 | 31642.487 | 0 | 22149.7409 | -22016374.4217 | -22016.3744 | -668851.8812 | -21813.7069
8 | 1 | 13 | 29.7 | 860.8457 | 0.2306 | 65036.1815 | 0.094162 | 0 | 65036.1815 | 4.56 | 4.1602 | 0 | 0 | 0 | 0 | 43600.8716 | 21435.3099 | 0 | 15004.7169 | -22001369.7047 | -22001.3697 | -668396.0417 | -21798.8403
8 | 1 | 14 | 30.6 | 724.4516 | 0.2288 | 54304.4966 | 0.11268 | 0 | 54304.4966 | 5.28 | 6.153 | 0 | 0 | 0 | 0 | 57164.8883 | -2860.3917 | -4086.2739 | 0 | -22005455.9786 | -22005.456 | -668520.1816 | -21802.889
8 | 1 | 15 | 31 | 317.2957 | 0.228 | 23701.154 | 0.14519 | 0 | 23701.154 | 5.6 | 6.7994 | 0 | 0 | 0 | 0 | 61996.9941 | -38295.8401 | -54708.343 | 0 | -22060164.3216 | -22060.1643 | -670182.2072 | -21857.0937
8 | 1 | 16 | 31.3 | 69.8889 | 0.2274 | 5206.7773 | 0.17367 | 0 | 5206.7773 | 5.84 | 6.0555 | 0 | 0 | 0 | 0 | 59477.5212 | -54270.7439 | -77529.6341 | 0 | -22137693.9558 | -22137.694 | -672537.5379 | -21933.9097
8 | 1 | 17 | 31.7 | 43.5778 | 0.2266 | 3235.1572 | 0.19365 | 0 | 3235.1572 | 6.16 | 3.0553 | 0 | 0 | 0 | 0 | 46076.5974 | -42841.4402 | -61202.0574 | 0 | -22198896.0132 | -22198.896 | -674396.8409 | -21994.5483
8 | 1 | 18 | 29.7 | 16.4444 | 0.2306 | 1242.3642 | 0.24748 | 0 | 1242.3642 | 4.56 | 1.7145 | 0 | 0 | 0 | 0 | 31372.5134 | -30130.1493 | -43043.0704 | 0 | -22241939.0836 | -22241.9391 | -675704.4785 | -22037.1952
8 | 1 | 19 | 27.6 | 0.82222 | 0.2348 | 63.2496 | 0.2764 | 0 | 63.2496 | 2.88 | 2.1945 | 0 | 0 | 0 | 0 | 25372.2743 | -25309.0248 | -36155.7497 | 0 | -22278094.8333 | -22278.0948 | -676802.881 | -22073.0181
8 | 1 | 20 | 25.6 | 0 | 0.2388 | 0 | 0.32734 | 0 | 0 | 1.28 | 3.2297 | 0 | 0 | 0 | 0 | 22548.6335 | -22548.6335 | -32212.3335 | 0 | -22310307.1668 | -22310.3072 | -677781.4835 | -22104.9339
8 | 1 | 21 | 25 | 0 | 0.24 | 0 | 0.40855 | 0 | 0 | 0.8 | 3.1224 | 0 | 0 | 0 | 0 | 19611.7695 | -19611.7695 | -28016.8136 | 0 | -22338323.9804 | -22338.324 | -678632.6273 | -22132.6928
8 | 1 | 22 | 24.5 | 0 | 0.24 | 0 | 0.46664 | 0 | 0 | 0.4 | 3.1669 | 0 | 0 | 0 | 0 | 17834.7373 | -17834.7373 | -25478.1961 | 0 | -22363802.1765 | -22363.8022 | -679406.6484 | -22157.9365
8 | 1 | 23 | 23.9 | 0 | 0.24 | 0 | 0.47326 | 0 | 0 | 0 | 2.6551 | 0 | 0 | 0 | 0 | 13275.5254 | -13275.5254 | -18965.0363 | 0 | -22382767.2128 | -22382.7672 | -679982.8014 | -22176.7269
8 | 2 | 0 | 23.5 | 0 | 0.24 | 0 | 0.45514 | 0 | 0 | 0 | 2.4781 | 0 | 0 | 0 | 0 | 12390.3383 | -12390.3383 | -17700.4832 | 0 | -22400467.696 | -22400.4677 | -680520.5376 | -22194.2645
8 | 2 | 1 | 23.2 | 0 | 0.24 | 0 | 0.45928 | 0 | 0 | 0 | 4.0851 | 0 | 0 | 0 | 0 | 20425.4646 | -20425.4646 | -29179.2352 | 0 | -22429646.9312 | -22429.6469 | -681406.9954 | -22223.1751
8 | 2 | 2 | 22.8 | 0 | 0.24 | 0 | 0.44025 | 0 | 0 | 0 | 4.6568 | 0 | 0 | 0 | 0 | 23284.0715 | -23284.0715 | -33262.9593 | 0 | -22462909.8905 | -22462.9099 | -682417.5157 | -22256.1319
8 | 2 | 3 | 22.2 | 0 | 0.24 | 0 | 0.41559 | 0 | 0 | 0 | 4.4734 | 0 | 0 | 0 | 0 | 22366.9446 | -22366.9446 | -31952.7781 | 0 | -22494862.6686 | -22494.8627 | -683388.233 | -22287.7905
8 | 2 | 4 | 21.7 | 0 | 0.24 | 0 | 0.38662 | 0 | 0 | 0 | 3.9936 | 0 | 0 | 0 | 0 | 19968.0419 | -19968.0419 | -28525.7742 | 0 | -22523388.4428 | -22523.3884 | -684254.8388 | -22316.0537
8 | 2 | 5 | 21.1 | -3.2979 | 0.24 | -259.3132 | 0.36536 | 0 | -259.3132 | 0 | 3.3909 | 0 | 0 | 0 | 0 | 16954.2992 | -17213.6124 | -24590.8749 | 0 | -22547979.3176 | -22547.9793 | -685001.9033 | -22340.4182
8 | 2 | 6 | 23.5 | 41.318 | 0.24 | 3248.782 | 0.31607 | 0 | 3248.782 | 0 | 3.3884 | 0 | 0 | 0 | 0 | 16941.7514 | -13692.9695 | -19561.3849 | 0 | -22567540.7026 | -22567.5407 | -685596.1732 | -22359.7995
8 | 2 | 7 | 25.9 | 195.4126 | 0.2382 | 15249.8178 | 0.2428 | 0 | 15249.8178 | 1.52 | 1.5767 | 0 | 0 | 0 | 0 | 15483.4509 | -233.6331 | -333.7616 | 0 | -22567874.4641 | -22567.8745 | -685606.3128 | -22360.1302
8 | 2 | 8 | 28.3 | 400.8419 | 0.2334 | 30650.9789 | 0.16865 | 0 | 30650.9789 | 3.44 | 0 | 0 | 0 | 0 | 0 | 17200 | 13450.9789 | 0 | 9415.6853 | -22558458.7789 | -22558.4588 | -685320.2667 | -22350.8012
8 | 2 | 9 | 29.1 | 588.6722 | 0.2318 | 44705.1306 | 0.17689 | 0 | 44705.1306 | 4.08 | 0 | 0 | 0 | 0 | 0 | 20400 | 24305.1306 | 0 | 17013.5914 | -22541445.1874 | -22541.4452 | -684803.3981 | -22333.9442
8 | 2 | 10 | 29.8 | 781.8696 | 0.2304 | 59018.3688 | 0.15129 | 0 | 59018.3688 | 4.64 | 0 | 0 | 0 | 0 | 0 | 23200 | 35818.3688 | 0 | 25072.8582 | -22516372.3293 | -22516.3723 | -684041.691 | -22309.1022
8 | 2 | 11 | 30.6 | 880.9249 | 0.2288 | 66033.6536 | 0.11698 | 0 | 66033.6536 | 5.28 | 0 | 0 | 0 | 0 | 0 | 26400 | 39633.6536 | 0 | 27743.5575 | -22488628.7718 | -22488.6288 | -683198.8488 | -22281.614
8 | 2 | 12 | 31.5 | 935.505 | 0.227 | 69573.2611 | 0.095785 | 0 | 69573.2611 | 6 | 0.51264 | 0 | 0 | 0 | 0 | 32563.1954 | 37010.0657 | 0 | 25907.046 | -22462721.7258 | -22462.7217 | -682411.7993 | -22255.9454
8 | 2 | 13 | 32.4 | 877.2258 | 0.2252 | 64721.7425 | 0.09279 | 0 | 64721.7425 | 6.72 | 0.83431 | 0 | 0 | 0 | 0 | 37771.5477 | 26950.1948 | 0 | 18865.1364 | -22443856.5894 | -22443.8566 | -681838.6812 | -22237.254
8 | 2 | 14 | 33.3 | 748.8798 | 0.2234 | 54810.7438 | 0.096256 | 0 | 54810.7438 | 7.44 | 1.0583 | 0 | 0 | 0 | 0 | 42491.6782 | 12319.0656 | 0 | 8623.3459 | -22435233.2435 | -22435.2332 | -681576.7061 | -22228.71
8 | 2 | 15 | 33.7 | 604.917 | 0.2226 | 44115.5182 | 0.10748 | 0 | 44115.5182 | 7.76 | 2.0454 | 0 | 0 | 0 | 0 | 49026.8566 | -4911.3383 | -7016.1976 | 0 | -22442249.4411 | -22442.2494 | -681789.8564 | -22235.6616
8 | 2 | 16 | 34 | 407.2205 | 0.222 | 29617.8118 | 0.12436 | 0 | 29617.8118 | 8 | 2.021 | 0 | 0 | 0 | 0 | 50105.1674 | -20487.3556 | -29267.6508 | 0 | -22471517.092 | -22471.5171 | -682679.0003 | -22264.6598
8 | 2 | 17 | 34.4 | 224.3417 | 0.2212 | 16257.9405 | 0.1542 | 0 | 16257.9405 | 8.32 | 0.077826 | 0 | 0 | 0 | 0 | 41989.1301 | -25731.1896 | -36758.8424 | 0 | -22508275.9343 | -22508.2759 | -683795.7246 | -22301.0803
8 | 2 | 18 | 32.2 | 55.3234 | 0.2256 | 4089.0089 | 0.19701 | 0 | 4089.0089 | 6.56 | 0 | 0 | 0 | 0 | 0 | 32800 | -28710.9911 | -41015.7016 | 0 | -22549291.6359 | -22549.2916 | -685041.7712 | -22341.7185
8 | 2 | 19 | 30 | -4.9487 | 0.23 | -372.8983 | 0.25898 | 0 | -372.8983 | 4.8 | 0.74178 | 0 | 0 | 0 | 0 | 27708.9134 | -28081.8116 | -40116.8738 | 0 | -22589408.5097 | -22589.4085 | -686260.5117 | -22381.466
8 | 2 | 20 | 27.8 | 0 | 0.2344 | 0 | 0.35818 | 0 | 0 | 3.04 | 1.2863 | 0 | 0 | 0 | 0 | 21631.3717 | -21631.3717 | -30901.9596 | 0 | -22620310.4693 | -22620.3105 | -687199.3054 | -22412.0835
8 | 2 | 21 | 26.7 | 0 | 0.2366 | 0 | 0.44149 | 0 | 0 | 2.16 | 1.5883 | 0 | 0 | 0 | 0 | 18741.4629 | -18741.4629 | -26773.5184 | 0 | -22647083.9877 | -22647.084 | -688012.6781 | -22438.6106
8 | 2 | 22 | 25.5 | 0 | 0.239 | 0 | 0.50215 | 0 | 0 | 1.2 | 2.402 | 0 | 0 | 0 | 0 | 18010.0334 | -18010.0334 | -25728.6192 | 0 | -22672812.6069 | -22672.8126 | -688794.307 | -22464.1024
8 | 2 | 23 | 24.4 | 0 | 0.24 | 0 | 0.52167 | 0 | 0 | 0.32 | 2.7063 | 0 | 0 | 0 | 0 | 15131.5317 | -15131.5317 | -21616.4738 | 0 | -22694429.0808 | -22694.4291 | -689451.01 | -22485.5199
8 | 3 | 0 | 24.2 | 0 | 0.24 | 0 | 0.54084 | 0 | 0 | 0.16 | 2.6698 | 0 | 0 | 0 | 0 | 14148.7747 | -14148.7747 | -20212.5353 | 0 | -22714641.616 | -22714.6416 | -690065.0618 | -22505.5463
8 | 3 | 1 | 24.1 | 0 | 0.24 | 0 | 0.51715 | 0 | 0 | 0.08 | 4.0452 | 0 | 0 | 0 | 0 | 20625.9634 | -20625.9634 | -29465.6619 | 0 | -22744107.278 | -22744.1073 | -690960.2211 | -22534.7408
8 | 3 | 2 | 23.9 | 0 | 0.24 | 0 | 0.47797 | 0 | 0 | 0 | 4.4328 | 0 | 0 | 0 | 0 | 22163.8991 | -22163.8991 | -31662.7131 | 0 | -22775769.991 | -22775.77 | -691922.1263 | -22566.112
8 | 3 | 3 | 23.3 | 0 | 0.24 | 0 | 0.43653 | 0 | 0 | 0 | 4.3009 | 0 | 0 | 0 | 0 | 21504.5716 | -21504.5716 | -30720.8166 | 0 | -22806490.8076 | -22806.4908 | -692855.4169 | -22596.55
8 | 3 | 4 | 22.8 | 0 | 0.24 | 0 | 0.421 | 0 | 0 | 0 | 3.7009 | 0 | 0 | 0 | 0 | 18504.5173 | -18504.5173 | -26435.0248 | 0 | -22832925.8324 | -22832.9258 | -693658.5063 | -22622.7417
8 | 3 | 5 | 22.2 | -1.3058 | 0.24 | -102.6726 | 0.40249 | 0 | -102.6726 | 0 | 3.2389 | 0 | 0 | 0 | 0 | 16194.5896 | -16297.2622 | -23281.8031 | 0 | -22856207.6355 | -22856.2076 | -694365.8016 | -22645.8092
8 | 3 | 6 | 24.6 | 44.7854 | 0.24 | 3521.4207 | 0.40128 | 0 | 3521.4207 | 0.48 | 2.3377 | 0 | 0 | 0 | 0 | 14088.3965 | -10566.9758 | -15095.6797 | 0 | -22871303.3152 | -22871.3033 | -694824.4045 | -22660.7659
8 | 3 | 7 | 27 | 196.7617 | 0.236 | 15213.2804 | 0.34795 | 0 | 15213.2804 | 2.4 | 0.14583 | 0 | 0 | 0 | 0 | 12729.1511 | 2484.1293 | 0 | 1738.8905 | -22869564.4248 | -22869.5644 | -694771.5775 | -22659.043
8 | 3 | 8 | 29.4 | 398.192 | 0.2312 | 30161.346 | 0.29349 | 0 | 30161.346 | 4.32 | 0 | 0 | 0 | 0 | 0 | 21600 | 8561.346 | 0 | 5992.9422 | -22863571.4825 | -22863.5715 | -694589.5134 | -22653.1053
8 | 3 | 9 | 30.9 | 583.6654 | 0.2282 | 43636.5076 | 0.28936 | 0 | 43636.5076 | 5.52 | 0 | 0 | 0 | 0 | 0 | 27600 | 16036.5076 | 0 | 11225.5553 | -22852345.9273 | -22852.3459 | -694248.4839 | -22641.983
8 | 3 | 10 | 32.4 | 737.9071 | 0.2252 | 54442.8043 | 0.26936 | 0 | 54442.8043 | 6.72 | 0 | 0 | 0 | 0 | 0 | 33600 | 20842.8043 | 0 | 14589.963 | -22837755.9643 | -22837.756 | -693805.2445 | -22627.5274
8 | 3 | 11 | 33.9 | 886.351 | 0.2222 | 64523.8418 | 0.28011 | 0 | 64523.8418 | 7.92 | 0 | 0 | 0 | 0 | 0 | 39600 | 24923.8418 | 0 | 17446.6892 | -22820309.275 | -22820.3093 | -693275.2185 | -22610.2413
8 | 3 | 12 | 34.6 | 900.6763 | 0.2208 | 65153.5713 | 0.27559 | 0 | 65153.5713 | 8.48 | 0 | 0 | 0 | 0 | 0 | 42400 | 22753.5713 | 0 | 15927.4999 | -22804381.7751 | -22804.3818 | -692791.3451 | -22594.4604
8 | 3 | 13 | 35.4 | 904.4439 | 0.2192 | 64952.0118 | 0.27601 | 0 | 64952.0118 | 9.12 | 0 | 0 | 0 | 0 | 0 | 45600 | 19352.0118 | 0 | 13546.4083 | -22790835.3668 | -22790.8354 | -692379.8086 | -22581.0387
8 | 3 | 14 | 36.1 | 797.87 | 0.2178 | 56932.5185 | 0.29622 | 0 | 56932.5185 | 9.68 | 0 | 0 | 0 | 0 | 0 | 48400 | 8532.5185 | 0 | 5972.7629 | -22784862.6039 | -22784.8626 | -692198.3576 | -22575.1209
8 | 3 | 15 | 35.9 | 644.5602 | 0.2182 | 46077.4689 | 0.30139 | 0 | 46077.4689 | 9.52 | 1.6243 | 0 | 0 | 0 | 0 | 55721.5196 | -9644.0508 | -13777.2154 | 0 | -22798639.8193 | -22798.6398 | -692616.9059 | -22588.7713
8 | 3 | 16 | 35.8 | 445.222 | 0.2184 | 31856.619 | 0.29915 | 0 | 31856.619 | 9.44 | 1.8807 | 0 | 0 | 0 | 0 | 56603.55 | -24746.9311 | -35352.7587 | 0 | -22833992.5779 | -22833.9926 | -693690.9138 | -22623.7986
8 | 3 | 17 | 35.6 | 231.3897 | 0.2188 | 16586.7657 | 0.31758 | 0 | 16586.7657 | 9.28 | 1.1999 | 0 | 0 | 0 | 0 | 52399.442 | -35812.6763 | -51160.9661 | 0 | -22885153.544 | -22885.1535 | -695245.171 | -22674.4886
8 | 3 | 18 | 33.2 | 54.1395 | 0.2236 | 3966.0322 | 0.3615 | 0 | 3966.0322 | 7.36 | 2.2999 | 0 | 0 | 0 | 0 | 48299.273 | -44333.2407 | -63333.201 | 0 | -22948486.7451 | -22948.4867 | -697169.2176 | -22737.2388
8 | 3 | 19 | 30.7 | -6.3688 | 0.2286 | -476.9882 | 0.37534 | 0 | -476.9882 | 5.36 | 2.3289 | 0 | 0 | 0 | 0 | 38444.5123 | -38921.5005 | -55602.1436 | 0 | -23004088.8887 | -23004.0889 | -698858.3966 | -22792.3292
8 | 3 | 20 | 28.3 | 0 | 0.2334 | 0 | 0.36168 | 0 | 0 | 3.44 | 2.2008 | 0 | 0 | 0 | 0 | 28203.928 | -28203.928 | -40291.3257 | 0 | -23044380.2144 | -23044.3802 | -700082.4369 | -22832.2496
8 | 3 | 21 | 27.8 | 0 | 0.2344 | 0 | 0.40061 | 0 | 0 | 3.04 | 1.6098 | 0 | 0 | 0 | 0 | 23248.8915 | -23248.8915 | -33212.7021 | 0 | -23077592.9166 | -23077.5929 | -701091.4304 | -22865.1566
8 | 3 | 22 | 27.2 | 0 | 0.2356 | 0 | 0.4427 | 0 | 0 | 2.56 | 1.3477 | 0 | 0 | 0 | 0 | 19538.6295 | -19538.6295 | -27912.3279 | 0 | -23105505.2445 | -23105.5052 | -701939.3998 | -22892.8119
8 | 3 | 23 | 26.7 | 0 | 0.2366 | 0 | 0.42706 | 0 | 0 | 2.16 | 1.0129 | 0 | 0 | 0 | 0 | 15864.6048 | -15864.6048 | -22663.7211 | 0 | -23128168.9656 | -23128.169 | -702627.9179 | -22915.267
8 | 4 | 0 | 26.1 | 0 | 0.2378 | 0 | 0.41681 | 0 | 0 | 1.68 | 1.097 | 0 | 0 | 0 | 0 | 13884.7924 | -13884.7924 | -19835.4177 | 0 | -23148004.3833 | -23148.0044 | -703230.5129 | -22934.9199
8 | 4 | 1 | 25.6 | 0 | 0.2388 | 0 | 0.36226 | 0 | 0 | 1.28 | 3.2069 | 0 | 0 | 0 | 0 | 22434.563 | -22434.563 | -32049.3756 | 0 | -23180053.7589 | -23180.0538 | -704204.1648 | -22966.6742
8 | 4 | 2 | 25 | 0 | 0.24 | 0 | 0.29388 | 0 | 0 | 0.8 | 4.0176 | 0 | 0 | 0 | 0 | 24087.8962 | -24087.8962 | -34411.2802 | 0 | -23214465.0392 | -23214.465 | -705249.5708 | -23000.7687
8 | 4 | 3 | 24.1 | 0 | 0.24 | 0 | 0.2665 | 0 | 0 | 0.08 | 4.3682 | 0 | 0 | 0 | 0 | 22241.2017 | -22241.2017 | -31773.1453 | 0 | -23246238.1844 | -23246.2382 | -706214.8309 | -23032.2494
8 | 4 | 4 | 23.1 | 0 | 0.24 | 0 | 0.22623 | 0 | 0 | 0 | 3.7388 | 0 | 0 | 0 | 0 | 18693.8744 | -18693.8744 | -26705.5348 | 0 | -23272943.7193 | -23272.9437 | -707026.1383 | -23058.7091
8 | 4 | 5 | 22.2 | -1.9163 | 0.24 | -150.6734 | 0.24135 | 0 | -150.6734 | 0 | 3.379 | 0 | 0 | 0 | 0 | 16894.9825 | -17045.6559 | -24350.937 | 0 | -23297294.6563 | -23297.2947 | -707765.9136 | -23082.8359
8 | 4 | 6 | 24.8 | 42.9275 | 0.24 | 3375.3379 | 0.25574 | 0 | 3375.3379 | 0.64 | 2.4808 | 0 | 0 | 0 | 0 | 15603.8628 | -12228.5249 | -17469.3213 | 0 | -23314763.9775 | -23314.764 | -708296.6272 | -23100.1444
8 | 4 | 7 | 27.4 | 197.2679 | 0.2352 | 15200.7178 | 0.22316 | 0 | 15200.7178 | 2.72 | 0.26319 | 0 | 0 | 0 | 0 | 14915.9619 | 284.7559 | 0 | 199.3291 | -23314564.6484 | -23314.5646 | -708290.5716 | -23099.9469
8 | 4 | 8 | 30 | 412.895 | 0.23 | 31112.7107 | 0.19944 | 0 | 31112.7107 | 4.8 | 0 | 0 | 0 | 0 | 0 | 24000 | 7112.7107 | 0 | 4978.8975 | -23309585.7509 | -23309.5858 | -708139.314 | -23095.0138
8 | 4 | 9 | 31.7 | 619.4307 | 0.2266 | 45985.723 | 0.24396 | 0 | 45985.723 | 6.16 | 0 | 0 | 0 | 0 | 0 | 30800 | 15185.723 | 0 | 10630.0061 | -23298955.7448 | -23298.9557 | -707816.3771 | -23084.4817
8 | 4 | 10 | 33.3 | 786.1248 | 0.2234 | 57536.7142 | 0.23037 | 0 | 57536.7142 | 7.44 | 0 | 0 | 0 | 0 | 0 | 37200 | 20336.7142 | 0 | 14235.7 | -23284720.0449 | -23284.72 | -707383.9001 | -23070.377
8 | 4 | 11 | 35 | 882.1171 | 0.22 | 63579.8252 | 0.21041 | 0 | 63579.8252 | 8.8 | 0 | 0 | 0 | 0 | 0 | 44000 | 19579.8252 | 0 | 13705.8777 | -23271014.1672 | -23271.0142 | -706967.519 | -23056.7973
8 | 4 | 12 | 35.2 | 936.2421 | 0.2196 | 67358.2688 | 0.2146 | 0 | 67358.2688 | 8.96 | 0 | 0 | 0 | 0 | 0 | 44800 | 22558.2688 | 0 | 15790.7881 | -23255223.3791 | -23255.2234 | -706487.7989 | -23041.1519
8 | 4 | 13 | 35.4 | 871.9282 | 0.2192 | 62616.9202 | 0.23718 | 0 | 62616.9202 | 9.12 | 0 | 0 | 0 | 0 | 0 | 45600 | 17016.9202 | 0 | 11911.8441 | -23243311.5349 | -23243.3115 | -706125.92 | -23029.3497
8 | 4 | 14 | 35.6 | 803.784 | 0.2188 | 57617.8543 | 0.26279 | 0 | 57617.8543 | 9.28 | 0.17348 | 0 | 0 | 0 | 0 | 47267.41 | 10350.4443 | 0 | 7245.311 | -23236066.2239 | -23236.0662 | -705905.8093 | -23022.1711
8 | 4 | 15 | 35.4 | 645.8352 | 0.2192 | 46380.2081 | 0.27362 | 0 | 46380.2081 | 9.12 | 1.9705 | 0 | 0 | 0 | 0 | 55452.4995 | -9072.2914 | -12960.4162 | 0 | -23249026.6401 | -23249.0266 | -706299.5435 | -23035.0122
8 | 4 | 16 | 35.2 | 445.5096 | 0.2196 | 32052.3457 | 0.27724 | 0 | 32052.3457 | 8.96 | 2.9697 | 0 | 0 | 0 | 0 | 59648.5434 | -27596.1977 | -39423.1396 | 0 | -23288449.7797 | -23288.4498 | -707497.2085 | -23074.0724
8 | 4 | 17 | 35 | 233.5709 | 0.22 | 16834.9466 | 0.30441 | 0 | 16834.9466 | 8.8 | 1.5524 | 0 | 0 | 0 | 0 | 51762.2394 | -34927.2928 | -49896.1326 | 0 | -23338345.9123 | -23338.3459 | -709013.0404 | -23123.5092
8 | 4 | 18 | 33.5 | 53.5096 | 0.223 | 3909.374 | 0.32218 | 0 | 3909.374 | 7.6 | 0.46773 | 0 | 0 | 0 | 0 | 40338.637 | -36429.2629 | -52041.8042 | 0 | -23390387.7165 | -23390.3877 | -710594.0572 | -23175.072
8 | 4 | 19 | 32.1 | -6.1623 | 0.2258 | -455.8692 | 0.33233 | 0 | -455.8692 | 6.48 | 0.28236 | 0 | 0 | 0 | 0 | 33811.8159 | -34267.6851 | -48953.8359 | 0 | -23439341.5524 | -23439.3416 | -712081.2624 | -23223.5752
8 | 4 | 20 | 30.6 | 0 | 0.2288 | 0 | 0.33233 | 0 | 0 | 5.28 | 0.23067 | 0 | 0 | 0 | 0 | 27553.3259 | -27553.3259 | -39361.8941 | 0 | -23478703.4465 | -23478.7034 | -713277.0667 | -23262.5747
8 | 4 | 21 | 29.7 | 0 | 0.2306 | 0 | 0.36934 | 0 | 0 | 4.56 | 0.23569 | 0 | 0 | 0 | 0 | 23978.4633 | -23978.4633 | -34254.9475 | 0 | -23512958.394 | -23512.9584 | -714317.7234 | -23296.5144
8 | 4 | 22 | 28.7 | 0 | 0.2326 | 0 | 0.40939 | 0 | 0 | 3.76 | 0.32305 | 0 | 0 | 0 | 0 | 20415.2731 | -20415.2731 | -29164.6759 | 0 | -23542123.0699 | -23542.1231 | -715203.7388 | -23325.4106
8 | 4 | 23 | 27.8 | 0 | 0.2344 | 0 | 0.43183 | 0 | 0 | 3.04 | 0.21538 | 0 | 0 | 0 | 0 | 16276.9022 | -16276.9022 | -23252.7174 | 0 | -23565375.7874 | -23565.3758 | -715910.1505 | -23348.4492
8 | 5 | 0 | 27.1 | 0 | 0.2358 | 0 | 0.42582 | 0 | 0 | 2.48 | 0.31422 | 0 | 0 | 0 | 0 | 13971.1136 | -13971.1136 | -19958.7337 | 0 | -23585334.521 | -23585.3345 | -716516.4918 | -23368.2242
8 | 5 | 1 | 26.3 | 0 | 0.2374 | 0 | 0.40617 | 0 | 0 | 1.84 | 2.6707 | 0 | 0 | 0 | 0 | 22553.62 | -22553.62 | -32219.4572 | 0 | -23617553.9782 | -23617.554 | -717495.3107 | -23400.1471
8 | 5 | 2 | 25.6 | 0 | 0.2388 | 0 | 0.39047 | 0 | 0 | 1.28 | 3.566 | 0 | 0 | 0 | 0 | 24230.0327 | -24230.0327 | -34614.3324 | 0 | -23652168.3106 | -23652.1683 | -718546.8854 | -23434.4428
8 | 5 | 3 | 25.2 | 0 | 0.2396 | 0 | 0.37205 | 0 | 0 | 0.96 | 3.6439 | 0 | 0 | 0 | 0 | 23019.6655 | -23019.6655 | -32885.2364 | 0 | -23685053.547 | -23685.0535 | -719545.9305 | -23467.0253
8 | 5 | 4 | 24.8 | 0 | 0.24 | 0 | 0.36202 | 0 | 0 | 0.64 | 3.3272 | 0 | 0 | 0 | 0 | 19835.8785 | -19835.8785 | -28336.9693 | 0 | -23713390.5163 | -23713.3905 | -720406.8005 | -23495.1014
8 | 5 | 5 | 24.4 | -0.78612 | 0.24 | -61.8114 | 0.3436 | 0 | -61.8114 | 0.32 | 3.0572 | 0 | 0 | 0 | 0 | 16885.9361 | -16947.7475 | -24211.0678 | 0 | -23737601.5841 | -23737.6016 | -721142.3266 | -23519.0896
8 | 5 | 6 | 26.1 | 45.1419 | 0.2378 | 3516.9184 | 0.32507 | 0 | 3516.9184 | 1.68 | 1.7663 | 0 | 0 | 0 | 0 | 17231.621 | -13714.7026 | -19592.4323 | 0 | -23757194.0164 | -23757.194 | -721737.5397 | -23538.5017
8 | 5 | 7 | 27.7 | 196.7745 | 0.2346 | 15124.0192 | 0.26679 | 0 | 15124.0192 | 2.96 | 0.08965 | 0 | 0 | 0 | 0 | 15248.2516 | -124.2324 | -177.4749 | 0 | -23757371.4913 | -23757.3715 | -721742.9314 | -23538.6776
8 | 5 | 8 | 29.4 | 415.5294 | 0.2312 | 31474.5803 | 0.2595 | 0 | 31474.5803 | 4.32 | 0 | 0 | 0 | 0 | 0 | 21600 | 9874.5803 | 0 | 6912.2062 | -23750459.2851 | -23750.4593 | -721532.9403 | -23531.829
8 | 5 | 9 | 30.9 | 607.7196 | 0.2282 | 45434.8694 | 0.28894 | 0 | 45434.8694 | 5.52 | 0 | 0 | 0 | 0 | 0 | 27600 | 17834.8694 | 0 | 12484.4086 | -23737974.8765 | -23737.9749 | -721153.6671 | -23519.4595
8 | 5 | 10 | 32.4 | 776.0509 | 0.2252 | 57257.0539 | 0.25832 | 0 | 57257.0539 | 6.72 | 0 | 0 | 0 | 0 | 0 | 33600 | 23657.0539 | 0 | 16559.9377 | -23721414.9387 | -23721.4149 | -720650.5804 | -23503.052
8 | 5 | 11 | 33.9 | 896.9534 | 0.2222 | 65295.6661 | 0.22027 | 0 | 65295.6661 | 7.92 | 0 | 0 | 0 | 0 | 0 | 39600 | 25695.6661 | 0 | 17986.9663 | -23703427.9724 | -23703.428 | -720104.1409 | -23485.2306
8 | 5 | 12 | 34.5 | 938.0335 | 0.221 | 67917.3956 | 0.22207 | 0 | 67917.3956 | 8.4 | 0 | 0 | 0 | 0 | 0 | 42000 | 25917.3956 | 0 | 18142.1769 | -23685285.7955 | -23685.2858 | -719552.9862 | -23467.2554
8 | 5 | 13 | 35 | 886.6993 | 0.22 | 63910.0932 | 0.23508 | 0 | 63910.0932 | 8.8 | 0 | 0 | 0 | 0 | 0 | 44000 | 19910.0932 | 0 | 13937.0653 | -23671348.7303 | -23671.3487 | -719129.5817 | -23453.4467
8 | 5 | 14 | 35.6 | 790.773 | 0.2188 | 56685.1865 | 0.24189 | 0 | 56685.1865 | 9.28 | 0.84034 | 0 | 0 | 0 | 0 | 50601.6908 | 6083.4957 | 0 | 4258.447 | -23667090.2833 | -23667.0903 | -719000.2111 | -23449.2274
8 | 5 | 15 | 35.2 | 256.4201 | 0.2196 | 18448.2356 | 0.25202 | 0 | 18448.2356 | 8.96 | 2.7288 | 0 | 0 | 0 | 0 | 58443.9589 | -39995.7232 | -57136.7475 | 0 | -23724227.0308 | -23724.227 | -720736.0111 | -23505.8382
8 | 5 | 16 | 34.8 | 69.0667 | 0.2204 | 4987.1277 | 0.27049 | 0 | 4987.1277 | 8.64 | 2.7314 | 0 | 0 | 0 | 0 | 56857.159 | -51870.0312 | -74100.0446 | 0 | -23798327.0754 | -23798.3271 | -722987.1517 | -23579.2561
8 | 5 | 17 | 34.4 | 43.5778 | 0.2212 | 3158.0617 | 0.31001 | 0 | 3158.0617 | 8.32 | 1.2539 | 0 | 0 | 0 | 0 | 47869.4647 | -44711.403 | -63873.4329 | 0 | -23862200.5082 | -23862.2005 | -724927.6104 | -23642.5416
8 | 5 | 18 | 32.9 | 14.8 | 0.2242 | 1087.0956 | 0.33504 | 0 | 1087.0956 | 7.12 | 0.45252 | 0 | 0 | 0 | 0 | 37862.6179 | -36775.5223 | -52536.4604 | 0 | -23914736.9687 | -23914.737 | -726523.6547 | -23694.5944
8 | 5 | 19 | 31.5 | 0.82222 | 0.227 | 61.1485 | 0.33394 | 0 | 61.1485 | 6 | 0.8966 | 0 | 0 | 0 | 0 | 34483.002 | -34421.8536 | -49174.0766 | 0 | -23963911.0452 | -23963.911 | -728017.5507 | -23743.3159
8 | 5 | 20 | 30 | 0 | 0.23 | 0 | 0.39076 | 0 | 0 | 4.8 | 0.89532 | 0 | 0 | 0 | 0 | 28476.6079 | -28476.6079 | -40680.8684 | 0 | -24004591.9136 | -24004.5919 | -729253.4252 | -23783.6222
8 | 5 | 21 | 28.9 | 0 | 0.2322 | 0 | 0.45479 | 0 | 0 | 3.92 | 0.76433 | 0 | 0 | 0 | 0 | 23421.6409 | -23421.6409 | -33459.4869 | 0 | -24038051.4005 | -24038.0514 | -730269.916 | -23816.7737
8 | 5 | 22 | 27.8 | 0 | 0.2344 | 0 | 0.4803 | 0 | 0 | 3.04 | 1.1332 | 0 | 0 | 0 | 0 | 20865.9586 | -20865.9586 | -29808.5123 | 0 | -24067859.9129 | -24067.8599 | -731175.491 | -23846.3078
8 | 5 | 23 | 26.7 | 0 | 0.2366 | 0 | 0.48198 | 0 | 0 | 2.16 | 1.2618 | 0 | 0 | 0 | 0 | 17109.114 | -17109.114 | -24441.5914 | 0 | -24092301.5043 | -24092.3015 | -731918.0204 | -23870.5244
8 | 6 | 0 | 25.9 | 0 | 0.2382 | 0 | 0.47042 | 0 | 0 | 1.52 | 1.3524 | 0 | 0 | 0 | 0 | 14362.1379 | -14362.1379 | -20517.3398 | 0 | -24112818.8441 | -24112.8188 | -732541.332 | -23890.8529
8 | 6 | 1 | 25.2 | 0 | 0.2396 | 0 | 0.45861 | 0 | 0 | 0.96 | 3.3462 | 0 | 0 | 0 | 0 | 21531.0454 | -21531.0454 | -30758.6363 | 0 | -24143577.4803 | -24143.5775 | -733475.7716 | -23921.3284
8 | 6 | 2 | 24.4 | 0 | 0.24 | 0 | 0.42837 | 0 | 0 | 0.32 | 4.3674 | 0 | 0 | 0 | 0 | 23437.0052 | -23437.0052 | -33481.4359 | 0 | -24177058.9163 | -24177.0589 | -734492.9291 | -23954.5016
8 | 6 | 3 | 24 | 0 | 0.24 | 0 | 0.40759 | 0 | 0 | 0 | 4.245 | 0 | 0 | 0 | 0 | 21225.0989 | -21225.0989 | -30321.5698 | 0 | -24207380.4861 | -24207.3805 | -735414.0907 | -23984.5441
8 | 6 | 4 | 23.7 | 0 | 0.24 | 0 | 0.37009 | 0 | 0 | 0 | 4.0933 | 0 | 0 | 0 | 0 | 20466.53 | -20466.53 | -29237.9 | 0 | -24236618.3862 | -24236.6184 | -736302.3307 | -24013.5128
8 | 6 | 5 | 23.3 | 0.3431 | 0.24 | 26.9779 | 0.33057 | 0 | 26.9779 | 0 | 3.5581 | 0 | 0 | 0 | 0 | 17790.436 | -17763.4581 | -25376.3687 | 0 | -24261994.7548 | -24261.9948 | -737073.2584 | -24038.6556
8 | 6 | 6 | 25.2 | 44.078 | 0.2396 | 3460.0272 | 0.2986 | 0 | 3460.0272 | 0.96 | 1.9968 | 0 | 0 | 0 | 0 | 14783.775 | -11323.7478 | -16176.7825 | 0 | -24278171.5374 | -24278.1715 | -737564.7049 | -24054.6835
8 | 6 | 7 | 27 | 205.0217 | 0.236 | 15851.934 | 0.22909 | 0 | 15851.934 | 2.4 | 0.60918 | 0 | 0 | 0 | 0 | 15045.9231 | 806.0108 | 0 | 564.2076 | -24277607.3298 | -24277.6073 | -737547.5644 | -24054.1245
8 | 6 | 8 | 28.9 | 415.8288 | 0.2322 | 31633.4948 | 0.22648 | 0 | 31633.4948 | 3.92 | 0 | 0 | 0 | 0 | 0 | 19600 | 12033.4948 | 0 | 8423.4464 | -24269183.8834 | -24269.1839 | -737291.6623 | -24045.7786
8 | 6 | 9 | 30.2 | 620.6787 | 0.2296 | 46688.4162 | 0.24402 | 0 | 46688.4162 | 4.96 | 0 | 0 | 0 | 0 | 0 | 24800 | 21888.4162 | 0 | 15321.8914 | -24253861.9921 | -24253.862 | -736826.1871 | -24030.5977
8 | 6 | 10 | 31.5 | 787.5152 | 0.227 | 58567.3029 | 0.20639 | 0 | 58567.3029 | 6 | 0 | 0 | 0 | 0 | 0 | 30000 | 28567.3029 | 0 | 19997.1121 | -24233864.88 | -24233.8649 | -736218.6799 | -24010.7847
8 | 6 | 11 | 32.8 | 874.0911 | 0.2244 | 64261.3699 | 0.18415 | 0 | 64261.3699 | 7.04 | 0 | 0 | 0 | 0 | 0 | 35200 | 29061.3699 | 0 | 20342.9589 | -24213521.9211 | -24213.5219 | -735600.666 | -23990.629
8 | 6 | 12 | 33.9 | 799.0301 | 0.2222 | 58167.1285 | 0.19043 | 0 | 58167.1285 | 7.92 | 0 | 0 | 0 | 0 | 0 | 39600 | 18567.1285 | 0 | 12996.99 | -24200524.9311 | -24200.5249 | -735205.8207 | -23977.7516
8 | 6 | 13 | 35 | 766.9617 | 0.22 | 55279.8386 | 0.22269 | 0 | 55279.8386 | 8.8 | 0 | 0 | 0 | 0 | 0 | 44000 | 11279.8386 | 0 | 7895.8871 | -24192629.0441 | -24192.629 | -734965.9456 | -23969.9284
8 | 6 | 14 | 36.1 | 403.6387 | 0.2178 | 28801.8929 | 0.24326 | 0 | 28801.8929 | 9.68 | 0.19665 | 0 | 0 | 0 | 0 | 49383.2316 | -20581.3388 | -29401.9125 | 0 | -24222030.9566 | -24222.031 | -735859.1683 | -23999.0597
8 | 6 | 15 | 35.9 | 245.2255 | 0.2182 | 17530.3568 | 0.25968 | 0 | 17530.3568 | 9.52 | 2.2013 | 0 | 0 | 0 | 0 | 58606.3627 | -41076.0059 | -58680.0085 | 0 | -24280710.9651 | -24280.711 | -737641.8521 | -24057.1995
8 | 6 | 16 | 35.8 | 307.7823 | 0.2184 | 22022.5035 | 0.26477 | 0 | 22022.5035 | 9.44 | 2.6815 | 0 | 0 | 0 | 0 | 60607.4248 | -38584.9212 | -55121.316 | 0 | -24335832.2811 | -24335.8323 | -739316.4237 | -24111.8134
8 | 6 | 17 | 35.6 | 134.947 | 0.2188 | 9673.4421 | 0.30969 | 0 | 9673.4421 | 9.28 | 1.3664 | 0 | 0 | 0 | 0 | 53232.1567 | -43558.7145 | -62226.7351 | 0 | -24398059.0162 | -24398.059 | -741206.8562 | -24173.4674
8 | 6 | 18 | 34.3 | 54.3909 | 0.2214 | 3945.2454 | 0.35596 | 0 | 3945.2454 | 8.24 | 0.36161 | 0 | 0 | 0 | 0 | 43008.0451 | -39062.7998 | -55803.9997 | 0 | -24453863.0159 | -24453.863 | -742902.1676 | -24228.7577
8 | 6 | 19 | 33 | 0.46218 | 0.224 | 33.9182 | 0.35392 | 0 | 33.9182 | 7.2 | 0 | 0 | 0 | 0 | 0 | 36000 | -35966.0818 | -51380.1168 | 0 | -24505243.1326 | -24505.2431 | -744463.0825 | -24279.6648
8 | 6 | 20 | 31.7 | 0 | 0.2266 | 0 | 0.34705 | 0 | 0 | 6.16 | 0 | 0 | 0 | 0 | 0 | 30800 | -30800 | -44000 | 0 | -24549243.1326 | -24549.2431 | -745799.7914 | -24323.2598
8 | 6 | 21 | 30.4 | 0 | 0.2292 | 0 | 0.40601 | 0 | 0 | 5.12 | 0 | 0 | 0 | 0 | 0 | 25600 | -25600 | -36571.4286 | 0 | -24585814.5612 | -24585.8146 | -746910.8221 | -24359.4946
8 | 6 | 22 | 29.1 | 0 | 0.2318 | 0 | 0.44863 | 0 | 0 | 4.08 | 0.45205 | 0 | 0 | 0 | 0 | 22660.2598 | -22660.2598 | -32371.7998 | 0 | -24618186.361 | -24618.1864 | -747894.2692 | -24391.5684
8 | 6 | 23 | 27.8 | 0 | 0.2344 | 0 | 0.49353 | 0 | 0 | 3.04 | 0.61919 | 0 | 0 | 0 | 0 | 18295.9502 | -18295.9502 | -26137.0716 | 0 | -24644323.4326 | -24644.3234 | -748688.3068 | -24417.4648
8 | 7 | 0 | 27.1 | 0 | 0.2358 | 0 | 0.49993 | 0 | 0 | 2.48 | 1.0463 | 0 | 0 | 0 | 0 | 17631.6361 | -17631.6361 | -25188.0515 | 0 | -24669511.4842 | -24669.5115 | -749453.5134 | -24442.421
8 | 7 | 1 | 26.3 | 0 | 0.2374 | 0 | 0.47963 | 0 | 0 | 1.84 | 3.0592 | 0 | 0 | 0 | 0 | 24496.2407 | -24496.2407 | -34994.6296 | 0 | -24704506.1138 | -24704.5061 | -750516.6414 | -24477.0935
8 | 7 | 2 | 25.6 | 0 | 0.2388 | 0 | 0.44988 | 0 | 0 | 1.28 | 3.9066 | 0 | 0 | 0 | 0 | 25933.1053 | -25933.1053 | -37047.2934 | 0 | -24741553.4071 | -24741.5534 | -751642.1288 | -24513.7998
8 | 7 | 3 | 25.4 | 0 | 0.2392 | 0 | 0.44452 | 0 | 0 | 1.12 | 3.8822 | 0 | 0 | 0 | 0 | 25010.8057 | -25010.8057 | -35729.7225 | 0 | -24777283.1296 | -24777.2831 | -752727.5887 | -24549.2006
8 | 7 | 4 | 25.2 | 0 | 0.2396 | 0 | 0.41332 | 0 | 0 | 0.96 | 3.5378 | 0 | 0 | 0 | 0 | 22489.2376 | -22489.2376 | -32127.4823 | 0 | -24809410.6119 | -24809.4106 | -753703.6135 | -24581.0323
8 | 7 | 5 | 25 | 0.19388 | 0.24 | 15.2442 | 0.37742 | 0 | 15.2442 | 0.8 | 2.8874 | 0 | 0 | 0 | 0 | 18436.8433 | -18421.5992 | -26316.5702 | 0 | -24835727.1821 | -24835.7272 | -754503.1043 | -24607.1067
8 | 7 | 6 | 26.7 | 43.1842 | 0.2366 | 3347.4156 | 0.33663 | 0 | 3347.4156 | 2.16 | 1.0252 | 0 | 0 | 0 | 0 | 15926.2028 | -12578.7872 | -17969.696 | 0 | -24853696.8781 | -24853.6969 | -755049.0191 | -24624.9109
8 | 7 | 7 | 28.3 | 190.1513 | 0.2334 | 14540.206 | 0.26986 | 0 | 14540.206 | 3.44 | 0 | 0 | 0 | 0 | 0 | 17200 | -2659.794 | -3799.7057 | 0 | -24857496.5838 | -24857.4966 | -755164.4532 | -24628.6757
8 | 7 | 8 | 30 | 406.1554 | 0.23 | 30604.867 | 0.24215 | 0 | 30604.867 | 4.8 | 0 | 0 | 0 | 0 | 0 | 24000 | 6604.867 | 0 | 4623.4069 | -24852873.1769 | -24852.8732 | -755023.9952 | -24624.0948
8 | 7 | 9 | 31.5 | 613.1816 | 0.227 | 45602.1563 | 0.26496 | 0 | 45602.1563 | 6 | 0 | 0 | 0 | 0 | 0 | 30000 | 15602.1563 | 0 | 10921.5094 | -24841951.6675 | -24841.9517 | -754692.2026 | -24613.2738
8 | 7 | 10 | 32.9 | 788.232 | 0.2242 | 57897.5359 | 0.22393 | 0 | 57897.5359 | 7.12 | 0 | 0 | 0 | 0 | 0 | 35600 | 22297.5359 | 0 | 15608.2752 | -24826343.3923 | -24826.3434 | -754218.0271 | -24597.8092
8 | 7 | 11 | 34.4 | 862.5073 | 0.2212 | 62505.5129 | 0.18337 | 0 | 62505.5129 | 8.32 | 0 | 0 | 0 | 0 | 0 | 41600 | 20905.5129 | 0 | 14633.859 | -24811709.5333 | -24811.7095 | -753773.4542 | -24583.3101
8 | 7 | 12 | 35.2 | 940.8725 | 0.2196 | 67691.4045 | 0.20348 | 0 | 67691.4045 | 8.96 | 0 | 0 | 0 | 0 | 0 | 44800 | 22891.4045 | 0 | 16023.9831 | -24795685.5501 | -24795.6856 | -753286.6496 | -24567.4336
8 | 7 | 13 | 35.9 | 907.422 | 0.2182 | 64868.5926 | 0.21651 | 0 | 64868.5926 | 9.52 | 0.068154 | 0 | 0 | 0 | 0 | 47940.7705 | 16927.8221 | 0 | 11849.4755 | -24783836.0746 | -24783.8361 | -752926.6656 | -24555.6932
8 | 7 | 14 | 36.7 | 774.5426 | 0.2166 | 54963.4726 | 0.23366 | 0 | 54963.4726 | 10.16 | 0.99643 | 0 | 0 | 0 | 0 | 55782.1354 | -818.6627 | -1169.5182 | 0 | -24785005.5928 | -24785.0056 | -752962.1952 | -24556.852
8 | 7 | 15 | 36.3 | 646.5973 | 0.2174 | 46053.6282 | 0.25708 | 0 | 46053.6282 | 9.84 | 2.4491 | 0 | 0 | 0 | 0 | 61445.6568 | -15392.0286 | -21988.6123 | 0 | -24806994.2051 | -24806.9942 | -753630.2037 | -24578.6382
8 | 7 | 16 | 36 | 444.0774 | 0.218 | 31716.52 | 0.23534 | 0 | 31716.52 | 9.6 | 2.3277 | 0 | 0 | 0 | 0 | 59638.4354 | -27921.9154 | -39888.4506 | 0 | -24846882.6557 | -24846.8827 | -754842.0047 | -24618.1594
8 | 7 | 17 | 35.6 | 229.9871 | 0.2188 | 16486.2261 | 0.2637 | 0 | 16486.2261 | 9.28 | 1.8341 | 0 | 0 | 0 | 0 | 55570.602 | -39084.3759 | -55834.8227 | 0 | -24902717.4784 | -24902.7175 | -756538.2525 | -24673.4803
8 | 7 | 18 | 33.7 | 53.7784 | 0.2226 | 3921.9658 | 0.2862 | 0 | 3921.9658 | 7.76 | 2.8119 | 0 | 0 | 0 | 0 | 52859.6255 | -48937.6598 | -69910.9426 | 0 | -24972628.421 | -24972.6284 | -758662.1292 | -24742.7477
8 | 7 | 19 | 31.9 | -2.9936 | 0.2262 | -221.8519 | 0.33744 | 0 | -221.8519 | 6.32 | 2.195 | 0 | 0 | 0 | 0 | 42575.2429 | -42797.0948 | -61138.7068 | 0 | -25033767.1278 | -25033.7671 | -760519.5077 | -24803.3236
8 | 7 | 20 | 30 | 0 | 0.23 | 0 | 0.38163 | 0 | 0 | 4.8 | 1.8097 | 0 | 0 | 0 | 0 | 33048.5537 | -33048.5537 | -47212.2196 | 0 | -25080979.3474 | -25080.9793 | -761953.803 | -24850.1012
8 | 7 | 21 | 29.8 | 0 | 0.2304 | 0 | 0.45684 | 0 | 0 | 4.64 | 1.0874 | 0 | 0 | 0 | 0 | 28636.8373 | -28636.8373 | -40909.7676 | 0 | -25121889.115 | -25121.8891 | -763196.6313 | -24890.6344
8 | 7 | 22 | 29.6 | 0 | 0.2308 | 0 | 0.51914 | 0 | 0 | 4.48 | 0.52792 | 0 | 0 | 0 | 0 | 25039.5844 | -25039.5844 | -35770.8348 | 0 | -25157659.9498 | -25157.6599 | -764283.3402 | -24926.0759
8 | 7 | 23 | 29.4 | 0 | 0.2312 | 0 | 0.56271 | 0 | 0 | 4.32 | 0.3344 | 0 | 0 | 0 | 0 | 23272.0223 | -23272.0223 | -33245.7461 | 0 | -25190905.6959 | -25190.9057 | -765293.3376 | -24959.0156
8 | 8 | 0 | 28.9 | 0 | 0.2322 | 0 | 0.55819 | 0 | 0 | 3.92 | 0 | 0 | 0 | 0 | 0 | 19600 | -19600 | -28000 | 0 | -25218905.6959 | -25218.9057 | -766143.9705 | -24986.7579
8 | 8 | 1 | 28.3 | 0 | 0.2334 | 0 | 0.53759 | 0 | 0 | 3.44 | 1.6384 | 0 | 0 | 0 | 0 | 25392.0901 | -25392.0901 | -36274.4144 | 0 | -25255180.1103 | -25255.1801 | -767245.978 | -25022.6984
8 | 8 | 2 | 27.8 | 0 | 0.2344 | 0 | 0.53184 | 0 | 0 | 3.04 | 2.6364 | 0 | 0 | 0 | 0 | 28382.0642 | -28382.0642 | -40545.806 | 0 | -25295725.9163 | -25295.7259 | -768477.7494 | -25062.871
8 | 8 | 3 | 27.1 | 0 | 0.2358 | 0 | 0.5429 | 0 | 0 | 2.48 | 2.8277 | 0 | 0 | 0 | 0 | 26538.2611 | -26538.2611 | -37911.8016 | 0 | -25333637.7179 | -25333.6377 | -769629.5003 | -25100.4338
8 | 8 | 4 | 26.3 | 0 | 0.2374 | 0 | 0.52734 | 0 | 0 | 1.84 | 2.6929 | 0 | 0 | 0 | 0 | 22664.2684 | -22664.2684 | -32377.5263 | 0 | -25366015.2442 | -25366.0152 | -770613.1213 | -25132.5133
8 | 8 | 5 | 25.6 | 0.20787 | 0.2388 | 16.2631 | 0.47293 | 0 | 16.2631 | 1.28 | 2.7395 | 0 | 0 | 0 | 0 | 20097.2583 | -20080.9952 | -28687.136 | 0 | -25394702.3803 | -25394.7024 | -771484.6293 | -25160.9363
8 | 8 | 6 | 27.4 | 42.3628 | 0.2352 | 3264.3184 | 0.4053 | 0 | 3264.3184 | 2.72 | 0.82054 | 0 | 0 | 0 | 0 | 17702.7043 | -14438.3859 | -20626.2656 | 0 | -25415328.6459 | -25415.3286 | -772111.25 | -25181.3727
8 | 8 | 7 | 29.3 | 194.3673 | 0.2314 | 14735.2344 | 0.35102 | 0 | 14735.2344 | 4.24 | 0 | 0 | 0 | 0 | 0 | 21200 | -6464.7656 | -9235.3794 | 0 | -25424564.0253 | -25424.564 | -772391.8185 | -25190.5231
8 | 8 | 8 | 31.1 | 415.6859 | 0.2278 | 31023.4002 | 0.36075 | 0 | 31023.4002 | 5.68 | 0 | 0 | 0 | 0 | 0 | 28400 | 2623.4002 | 0 | 1836.3802 | -25422727.6451 | -25422.7276 | -772336.0297 | -25188.7036
8 | 8 | 9 | 32.4 | 621.8666 | 0.2252 | 45881.3299 | 0.36838 | 0 | 45881.3299 | 6.72 | 0 | 0 | 0 | 0 | 0 | 33600 | 12281.3299 | 0 | 8596.9309 | -25414130.7142 | -25414.1307 | -772074.8571 | -25180.1858
8 | 8 | 10 | 33.7 | 753.4886 | 0.2226 | 54950.577 | 0.31258 | 0 | 54950.577 | 7.76 | 0 | 0 | 0 | 0 | 0 | 38800 | 16150.577 | 0 | 11305.4039 | -25402825.3103 | -25402.8253 | -771731.4018 | -25168.9845
8 | 8 | 11 | 35 | 899.7338 | 0.22 | 64849.5746 | 0.2514 | 0 | 64849.5746 | 8.8 | 0 | 0 | 0 | 0 | 0 | 44000 | 20849.5746 | 0 | 14594.7022 | -25388230.6081 | -25388.2306 | -771288.0185 | -25154.5241
8 | 8 | 12 | 35.7 | 941.4604 | 0.2186 | 67425.2583 | 0.21947 | 0 | 67425.2583 | 9.36 | 0 | 0 | 0 | 0 | 0 | 46800 | 20625.2583 | 0 | 14437.6808 | -25373792.9273 | -25373.7929 | -770849.4054 | -25140.2193
8 | 8 | 13 | 36.5 | 816.6784 | 0.217 | 58060.5607 | 0.20752 | 0 | 58060.5607 | 10 | 0 | 0 | 0 | 0 | 0 | 50000 | 8060.5607 | 0 | 5642.3925 | -25368150.5348 | -25368.1505 | -770677.9909 | -25134.6289
8 | 8 | 14 | 37.2 | 800.8487 | 0.2156 | 56567.8468 | 0.22573 | 0 | 56567.8468 | 10.56 | 0.15494 | 0 | 0 | 0 | 0 | 53574.6849 | 2993.1619 | 0 | 2095.2133 | -25366055.3215 | -25366.0553 | -770614.3389 | -25132.553
8 | 8 | 15 | 36.7 | 625.5416 | 0.2166 | 44389.9901 | 0.24853 | 0 | 44389.9901 | 10.16 | 2.5996 | 0 | 0 | 0 | 0 | 63797.8698 | -19407.8796 | -27725.5423 | 0 | -25393780.8638 | -25393.7809 | -771456.6338 | -25160.0233
8 | 8 | 16 | 36.1 | 433.2246 | 0.2178 | 30913.0178 | 0.27274 | 0 | 30913.0178 | 9.68 | 3.0781 | 0 | 0 | 0 | 0 | 63790.3364 | -32877.3186 | -46967.598 | 0 | -25440748.4618 | -25440.7485 | -772883.4976 | -25206.5585
8 | 8 | 17 | 35.6 | 230.3589 | 0.2188 | 16512.8727 | 0.29575 | 0 | 16512.8727 | 9.28 | 2.72 | 0 | 0 | 0 | 0 | 59999.9597 | -43487.087 | -62124.41 | 0 | -25502872.8718 | -25502.8729 | -774770.8214 | -25268.1111
8 | 8 | 18 | 34.1 | 53.3885 | 0.2218 | 3879.5368 | 0.33963 | 0 | 3879.5368 | 8.08 | 2.7522 | 0 | 0 | 0 | 0 | 54161.2492 | -50281.7124 | -71831.0177 | 0 | -25574703.8895 | -25574.7039 | -776953.0296 | -25339.2809
8 | 8 | 19 | 32.6 | -2.677 | 0.2248 | -197.1609 | 0.35407 | 0 | -197.1609 | 6.88 | 2.4599 | 0 | 0 | 0 | 0 | 46699.3154 | -46896.4762 | -66994.9661 | 0 | -25641698.8556 | -25641.6989 | -778988.3197 | -25405.6591
8 | 8 | 20 | 31.1 | 0 | 0.2278 | 0 | 0.37981 | 0 | 0 | 5.68 | 1.3514 | 0 | 0 | 0 | 0 | 35157.0796 | -35157.0796 | -50224.3994 | 0 | -25691923.2549 | -25691.9233 | -780514.1242 | -25455.4212
8 | 8 | 21 | 30.4 | 0 | 0.2292 | 0 | 0.44159 | 0 | 0 | 5.12 | 0.8993 | 0 | 0 | 0 | 0 | 30096.4882 | -30096.4882 | -42994.9832 | 0 | -25734918.2381 | -25734.9182 | -781820.3009 | -25498.0204
8 | 8 | 22 | 29.6 | 0 | 0.2308 | 0 | 0.43716 | 0 | 0 | 4.48 | 0.55324 | 0 | 0 | 0 | 0 | 25166.2026 | -25166.2026 | -35951.718 | 0 | -25770869.9561 | -25770.87 | -782912.505 | -25533.6412
8 | 8 | 23 | 28.9 | 0 | 0.2322 | 0 | 0.45398 | 0 | 0 | 3.92 | 0.031311 | 0 | 0 | 0 | 0 | 19756.5555 | -19756.5555 | -28223.6508 | 0 | -25799093.6069 | -25799.0936 | -783769.9324 | -25561.605
8 | 9 | 0 | 28.3 | 0 | 0.2334 | 0 | 0.44231 | 0 | 0 | 3.44 | 0.49748 | 0 | 0 | 0 | 0 | 19687.4241 | -19687.4241 | -28124.8916 | 0 | -25827218.4985 | -25827.2185 | -784624.3594 | -25589.471
8 | 9 | 1 | 27.8 | 0 | 0.2344 | 0 | 0.42097 | 0 | 0 | 3.04 | 2.3759 | 0 | 0 | 0 | 0 | 27079.379 | -27079.379 | -38684.8272 | 0 | -25865903.3257 | -25865.9033 | -785799.5947 | -25627.7997
8 | 9 | 2 | 27.2 | 0 | 0.2356 | 0 | 0.3819 | 0 | 0 | 2.56 | 3.0086 | 0 | 0 | 0 | 0 | 27842.9623 | -27842.9623 | -39775.6604 | 0 | -25905678.9861 | -25905.679 | -787007.9692 | -25667.2092
8 | 9 | 3 | 26.7 | 0 | 0.2366 | 0 | 0.36843 | 0 | 0 | 2.16 | 3.1887 | 0 | 0 | 0 | 0 | 26743.5088 | -26743.5088 | -38205.0126 | 0 | -25943883.9988 | -25943.884 | -788168.6278 | -25705.0625
8 | 9 | 4 | 26.1 | 0 | 0.2378 | 0 | 0.31874 | 0 | 0 | 1.68 | 3.1539 | 0 | 0 | 0 | 0 | 24169.3891 | -24169.3891 | -34527.6988 | 0 | -25978411.6975 | -25978.4117 | -789217.5706 | -25739.2724
8 | 9 | 5 | 25.6 | 0.36226 | 0.2388 | 28.3419 | 0.3058 | 0 | 28.3419 | 1.28 | 2.901 | 0 | 0 | 0 | 0 | 20904.8775 | -20876.5356 | -29823.6223 | 0 | -26008235.3198 | -26008.2353 | -790123.6047 | -25768.8215
8 | 9 | 6 | 27.1 | 42.453 | 0.2358 | 3279.6135 | 0.28906 | 0 | 3279.6135 | 2.48 | 1.7191 | 0 | 0 | 0 | 0 | 20995.5753 | -17715.9618 | -25308.5169 | 0 | -26033543.8367 | -26033.5438 | -790892.471 | -25793.897
8 | 9 | 7 | 28.5 | 195.4227 | 0.233 | 14917.682 | 0.27621 | 0 | 14917.682 | 3.6 | 0.57875 | 0 | 0 | 0 | 0 | 20893.7593 | -5976.0773 | -8537.2532 | 0 | -26042081.0899 | -26042.0811 | -791151.8306 | -25802.3557
8 | 9 | 8 | 30 | 389.7192 | 0.23 | 29366.3586 | 0.2232 | 0 | 29366.3586 | 4.8 | 0 | 0 | 0 | 0 | 0 | 24000 | 5366.3586 | 0 | 3756.451 | -26038324.6389 | -26038.3246 | -791037.7105 | -25798.6338
8 | 9 | 9 | 31.7 | 583.2087 | 0.2266 | 43296.648 | 0.18764 | 0 | 43296.648 | 6.16 | 0 | 0 | 0 | 0 | 0 | 30800 | 12496.648 | 0 | 8747.6536 | -26029576.9853 | -26029.577 | -790771.959 | -25789.9667
8 | 9 | 10 | 33.3 | 731.821 | 0.2234 | 53562.201 | 0.16964 | 0 | 53562.201 | 7.44 | 0 | 0 | 0 | 0 | 0 | 37200 | 16362.201 | 0 | 11453.5407 | -26018123.4445 | -26018.1234 | -790424.0034 | -25778.6186
8 | 9 | 11 | 35 | 821.4481 | 0.22 | 59207.0192 | 0.15439 | 0 | 59207.0192 | 8.8 | 0 | 0 | 0 | 0 | 0 | 44000 | 15207.0192 | 0 | 10644.9134 | -26007478.5311 | -26007.4785 | -790100.6136 | -25768.0717
8 | 9 | 12 | 35.7 | 700.6806 | 0.2186 | 50181.1543 | 0.15274 | 0 | 50181.1543 | 9.36 | 0 | 0 | 0 | 0 | 0 | 46800 | 3381.1543 | 0 | 2366.808 | -26005111.7231 | -26005.1117 | -790028.7106 | -25765.7267
8 | 9 | 13 | 36.5 | 900.2977 | 0.217 | 64005.3505 | 0.17826 | 0 | 64005.3505 | 10 | 0 | 0 | 0 | 0 | 0 | 50000 | 14005.3505 | 0 | 9803.7453 | -25995307.9777 | -25995.308 | -789730.8753 | -25756.0132
8 | 9 | 14 | 37.2 | 773.7852 | 0.2156 | 54656.2157 | 0.20253 | 0 | 54656.2157 | 10.56 | 0.54597 | 0 | 0 | 0 | 0 | 55529.8533 | -873.6377 | -1248.0538 | 0 | -25996556.0315 | -25996.556 | -789768.7908 | -25757.2497
8 | 9 | 15 | 36.5 | 588.7585 | 0.217 | 41856.9241 | 0.23059 | 0 | 41856.9241 | 10 | 3.2002 | 0 | 0 | 0 | 0 | 66001.102 | -24144.1779 | -34491.6827 | 0 | -26031047.7143 | -26031.0477 | -790816.6394 | -25791.4239
8 | 9 | 16 | 35.7 | 440.855 | 0.2186 | 31573.0333 | 0.29424 | 0 | 31573.0333 | 9.36 | 3.9417 | 0 | 0 | 0 | 0 | 66508.5574 | -34935.5241 | -49907.8915 | 0 | -26080955.6058 | -26080.9556 | -792332.8285 | -25840.8724
8 | 9 | 17 | 35 | 226.8791 | 0.22 | 16352.6304 | 0.29835 | 0 | 16352.6304 | 8.8 | 3.0055 | 0 | 0 | 0 | 0 | 59027.3899 | -42674.7595 | -60963.9422 | 0 | -26141919.5479 | -26141.9195 | -794184.8977 | -25901.2751
8 | 9 | 18 | 33.5 | 49.6709 | 0.223 | 3628.9183 | 0.3154 | 0 | 3628.9183 | 7.6 | 2.9549 | 0 | 0 | 0 | 0 | 52774.6034 | -49145.6851 | -70208.1216 | 0 | -26212127.6695 | -26212.1277 | -796317.8026 | -25970.837
8 | 9 | 19 | 32.1 | -4.4386 | 0.2258 | -328.355 | 0.3165 | 0 | -328.355 | 6.48 | 2.499 | 0 | 0 | 0 | 0 | 44894.9062 | -45223.2612 | -64604.6588 | 0 | -26276732.3283 | -26276.7323 | -798280.4758 | -26034.8469
8 | 9 | 20 | 30.6 | 0 | 0.2288 | 0 | 0.32038 | 0 | 0 | 5.28 | 1.5762 | 0 | 0 | 0 | 0 | 34281.2043 | -34281.2043 | -48973.149 | 0 | -26325705.4773 | -26325.7055 | -799768.2677 | -26083.3692
8 | 9 | 21 | 30.4 | 0 | 0.2292 | 0 | 0.3482 | 0 | 0 | 5.12 | 1.1179 | 0 | 0 | 0 | 0 | 31189.2836 | -31189.2836 | -44556.1195 | 0 | -26370261.5968 | -26370.2616 | -801121.8713 | -26127.5152
8 | 9 | 22 | 30.2 | 0 | 0.2296 | 0 | 0.3655 | 0 | 0 | 4.96 | 0.30494 | 0 | 0 | 0 | 0 | 26324.7074 | -26324.7074 | -37606.7248 | 0 | -26407868.3216 | -26407.8683 | -802264.3541 | -26164.7758
8 | 9 | 23 | 30 | 0 | 0.23 | 0 | 0.40554 | 0 | 0 | 4.8 | 0 | 0 | 0 | 0 | 0 | 24000 | -24000 | -34285.7143 | 0 | -26442154.0359 | -26442.154 | -803305.9454 | -26198.7459
8 | 10 | 0 | 29.3 | 0 | 0.2314 | 0 | 0.39373 | 0 | 0 | 4.24 | 0 | 0 | 0 | 0 | 0 | 21200 | -21200 | -30285.7143 | 0 | -26472439.7502 | -26472.4398 | -804226.0177 | -26228.7528
8 | 10 | 1 | 28.5 | 0 | 0.233 | 0 | 0.3643 | 0 | 0 | 3.6 | 1.8319 | 0 | 0 | 0 | 0 | 27159.6521 | -27159.6521 | -38799.5031 | 0 | -26511239.2533 | -26511.2393 | -805404.7368 | -26267.1951
8 | 10 | 2 | 27.8 | 0 | 0.2344 | 0 | 0.34034 | 0 | 0 | 3.04 | 2.6992 | 0 | 0 | 0 | 0 | 28695.7581 | -28695.7581 | -40993.9402 | 0 | -26552233.1934 | -26552.2332 | -806650.1223 | -26307.8117
8 | 10 | 3 | 27.1 | 0 | 0.2358 | 0 | 0.32473 | 0 | 0 | 2.48 | 2.811 | 0 | 0 | 0 | 0 | 26454.9896 | -26454.9896 | -37792.8424 | 0 | -26590026.0358 | -26590.026 | -807798.2593 | -26345.2566
8 | 10 | 4 | 26.3 | 0 | 0.2374 | 0 | 0.30947 | 0 | 0 | 1.84 | 2.7691 | 0 | 0 | 0 | 0 | 23045.2639 | -23045.2639 | -32921.8056 | 0 | -26622947.8413 | -26622.9478 | -808798.4154 | -26377.8754
8 | 10 | 5 | 25.6 | -1.1446 | 0.2388 | -89.547 | 0.2849 | 0 | -89.547 | 1.28 | 2.5649 | 0 | 0 | 0 | 0 | 19224.6189 | -19314.166 | -27591.6657 | 0 | -26650539.507 | -26650.5395 | -809636.6433 | -26405.2131
8 | 10 | 6 | 27.1 | 39.1461 | 0.2358 | 3024.1445 | 0.25685 | 0 | 3024.1445 | 2.48 | 1.3808 | 0 | 0 | 0 | 0 | 19303.9097 | -16279.7651 | -23256.8073 | 0 | -26673796.3143 | -26673.7963 | -810343.1792 | -26428.2558
8 | 10 | 7 | 28.5 | 197.9279 | 0.233 | 15108.918 | 0.21844 | 0 | 15108.918 | 3.6 | 0.38415 | 0 | 0 | 0 | 0 | 19920.7379 | -4811.8198 | -6874.0283 | 0 | -26680670.3427 | -26680.6703 | -810552.0104 | -26435.0665
8 | 10 | 8 | 30 | 416.2953 | 0.23 | 31368.9348 | 0.2317 | 0 | 31368.9348 | 4.8 | 0 | 0 | 0 | 0 | 0 | 24000 | 7368.9348 | 0 | 5158.2543 | -26675512.0883 | -26675.5121 | -810395.3039 | -26429.9558
8 | 10 | 9 | 31.5 | 596.0512 | 0.227 | 44328.1763 | 0.24346 | 0 | 44328.1763 | 6 | 0 | 0 | 0 | 0 | 0 | 30000 | 14328.1763 | 0 | 10029.7234 | -26665482.3649 | -26665.4824 | -810090.6035 | -26420.0184
8 | 10 | 10 | 32.9 | 737.7017 | 0.2242 | 54185.9653 | 0.22422 | 0 | 54185.9653 | 7.12 | 0 | 0 | 0 | 0 | 0 | 35600 | 18585.9653 | 0 | 13010.1757 | -26652472.1892 | -26652.4722 | -809695.3576 | -26407.128
8 | 10 | 11 | 34.4 | 901.1123 | 0.2212 | 65303.1998 | 0.21575 | 0 | 65303.1998 | 8.32 | 0 | 0 | 0 | 0 | 0 | 41600 | 23703.1998 | 0 | 16592.2399 | -26635879.9494 | -26635.8799 | -809191.2896 | -26390.6885
8 | 10 | 12 | 35.2 | 944.1738 | 0.2196 | 67928.9185 | 0.21494 | 0 | 67928.9185 | 8.96 | 0 | 0 | 0 | 0 | 0 | 44800 | 23128.9185 | 0 | 16190.2429 | -26619689.7064 | -26619.6897 | -808699.4341 | -26374.6473
8 | 10 | 13 | 35.9 | 911.2864 | 0.2182 | 65144.8411 | 0.22599 | 0 | 65144.8411 | 9.52 | 0 | 0 | 0 | 0 | 0 | 47600 | 17544.8411 | 0 | 12281.3888 | -26607408.3176 | -26607.4083 | -808326.3286 | -26362.4789
8 | 10 | 14 | 36.7 | 760.4309 | 0.2166 | 53962.0745 | 0.25835 | 0 | 53962.0745 | 10.16 | 0.70737 | 0 | 0 | 0 | 0 | 54336.8621 | -374.7876 | -535.4108 | 0 | -26607943.7284 | -26607.9437 | -808342.5943 | -26363.0094
8 | 10 | 15 | 36.3 | 624.3388 | 0.2174 | 44468.2744 | 0.27501 | 0 | 44468.2744 | 9.84 | 3.3679 | 0 | 0 | 0 | 0 | 66039.276 | -21571.0016 | -30815.7166 | 0 | -26638759.445 | -26638.7594 | -809278.768 | -26393.5415
8 | 10 | 16 | 36 | 441.9856 | 0.218 | 31567.1276 | 0.27926 | 0 | 31567.1276 | 9.6 | 3.4869 | 0 | 0 | 0 | 0 | 65434.3578 | -33867.2301 | -48381.7573 | 0 | -26687141.2024 | -26687.1412 | -810748.5935 | -26441.4778
8 | 10 | 17 | 35.6 | 219.6931 | 0.2188 | 15748.3172 | 0.2847 | 0 | 15748.3172 | 9.28 | 2.0385 | 0 | 0 | 0 | 0 | 56592.6737 | -40844.3565 | -58349.0808 | 0 | -26745490.2832 | -26745.4903 | -812521.2238 | -26499.2898
8 | 10 | 18 | 34.1 | 48.7524 | 0.2218 | 3542.6459 | 0.30462 | 0 | 3542.6459 | 8.08 | 0.75442 | 0 | 0 | 0 | 0 | 44172.0951 | -40629.4492 | -58042.0702 | 0 | -26803532.3534 | -26803.5324 | -814284.5272 | -26556.7976
8 | 10 | 19 | 32.6 | -4.3874 | 0.2248 | -323.1291 | 0.30005 | 0 | -323.1291 | 6.88 | 1.0182 | 0 | 0 | 0 | 0 | 39491.2001 | -39814.3292 | -56877.6132 | 0 | -26860409.9666 | -26860.41 | -816012.4547 | -26613.1516
8 | 10 | 20 | 31.1 | 0 | 0.2278 | 0 | 0.32274 | 0 | 0 | 5.68 | 0.78836 | 0 | 0 | 0 | 0 | 32341.8195 | -32341.8195 | -46202.5993 | 0 | -26906612.5658 | -26906.6126 | -817416.0779 | -26658.9289
8 | 10 | 21 | 30.5 | 0 | 0.229 | 0 | 0.38147 | 0 | 0 | 5.2 | 0.15535 | 0 | 0 | 0 | 0 | 26776.7711 | -26776.7711 | -38252.5302 | 0 | -26944865.096 | -26944.8651 | -818578.1801 | -26696.8293
8 | 10 | 22 | 30 | 0 | 0.23 | 0 | 0.40527 | 0 | 0 | 4.8 | 0.19196 | 0 | 0 | 0 | 0 | 24959.8142 | -24959.8142 | -35656.8774 | 0 | -26980521.9734 | -26980.522 | -819661.427 | -26732.1579
8 | 10 | 23 | 29.4 | 0 | 0.2312 | 0 | 0.39358 | 0 | 0 | 4.32 | 0 | 0 | 0 | 0 | 0 | 21600 | -21600 | -30857.1429 | 0 | -27011379.1163 | -27011.3791 | -820598.8592 | -26762.731
8 | 11 | 0 | 28.5 | 0 | 0.233 | 0 | 0.34556 | 0 | 0 | 3.6 | 0.14049 | 0 | 0 | 0 | 0 | 18702.4649 | -18702.4649 | -26717.807 | 0 | -27038096.9233 | -27038.0969 | -821410.5394 | -26789.2029
8 | 11 | 1 | 27.6 | 0 | 0.2348 | 0 | 0.33685 | 0 | 0 | 2.88 | 2.2855 | 0 | 0 | 0 | 0 | 25827.4157 | -25827.4157 | -36896.3081 | 0 | -27074993.2314 | -27074.9932 | -822531.4399 | -26825.7596
8 | 11 | 2 | 26.7 | 0 | 0.2366 | 0 | 0.33709 | 0 | 0 | 2.16 | 3.4652 | 0 | 0 | 0 | 0 | 28126.0434 | -28126.0434 | -40180.062 | 0 | -27115173.2933 | -27115.1733 | -823752.1001 | -26865.5698
8 | 11 | 3 | 25.9 | 0 | 0.2382 | 0 | 0.3264 | 0 | 0 | 1.52 | 3.5779 | 0 | 0 | 0 | 0 | 25489.7156 | -25489.7156 | -36413.8795 | 0 | -27151587.1728 | -27151.5872 | -824858.3445 | -26901.6484
8 | 11 | 4 | 25.2 | 0 | 0.2396 | 0 | 0.31453 | 0 | 0 | 0.96 | 3.333 | 0 | 0 | 0 | 0 | 21464.8845 | -21464.8845 | -30664.1207 | 0 | -27182251.2935 | -27182.2513 | -825789.9127 | -26932.0303
8 | 11 | 5 | 24.4 | -0.96162 | 0.24 | -75.6108 | 0.30906 | 0 | -75.6108 | 0.32 | 3.3586 | 0 | 0 | 0 | 0 | 18392.8074 | -18468.4182 | -26383.4546 | 0 | -27208634.7481 | -27208.6347 | -826591.4354 | -26958.1709
8 | 11 | 6 | 26.5 | 38.26 | 0.237 | 2970.7359 | 0.30608 | 0 | 2970.7359 | 2 | 1.4463 | 0 | 0 | 0 | 0 | 17231.7002 | -14260.9643 | -20372.8061 | 0 | -27229007.5542 | -27229.0076 | -827210.3561 | -26978.3561
8 | 11 | 7 | 28.5 | 177.6369 | 0.233 | 13559.9976 | 0.25758 | 0 | 13559.9976 | 3.6 | 0.10582 | 0 | 0 | 0 | 0 | 18529.0777 | -4969.0801 | -7098.6859 | 0 | -27236106.2401 | -27236.1062 | -827426.0124 | -26985.3895
8 | 11 | 8 | 30.6 | 374.5835 | 0.2288 | 28078.5759 | 0.24487 | 0 | 28078.5759 | 5.28 | 0 | 0 | 0 | 0 | 0 | 26400 | 1678.5759 | 0 | 1175.0032 | -27234931.2369 | -27234.9312 | -827390.3161 | -26984.2253
8 | 11 | 9 | 32.1 | 600.6468 | 0.2258 | 44433.8044 | 0.27423 | 0 | 44433.8044 | 6.48 | 0 | 0 | 0 | 0 | 0 | 32400 | 12033.8044 | 0 | 8423.6631 | -27226507.5738 | -27226.5076 | -827134.4073 | -26975.8792
8 | 11 | 10 | 33.5 | 733.302 | 0.223 | 53574.5035 | 0.23129 | 0 | 53574.5035 | 7.6 | 0 | 0 | 0 | 0 | 0 | 38000 | 15574.5035 | 0 | 10902.1525 | -27215605.4214 | -27215.6054 | -826803.2027 | -26965.0774
8 | 11 | 11 | 35 | 647.5639 | 0.22 | 46674.0732 | 0.18193 | 0 | 46674.0732 | 8.8 | 0 | 0 | 0 | 0 | 0 | 44000 | 2674.0732 | 0 | 1871.8512 | -27213733.5701 | -27213.7336 | -826746.3363 | -26963.2228
8 | 11 | 12 | 35.4 | 900.4766 | 0.2192 | 64667.0997 | 0.17001 | 0 | 64667.0997 | 9.12 | 0 | 0 | 0 | 0 | 0 | 45600 | 19067.0997 | 0 | 13346.9698 | -27200386.6004 | -27200.3866 | -826340.8587 | -26949.9987
8 | 11 | 13 | 35.7 | 836.4538 | 0.2186 | 59904.9216 | 0.18153 | 0 | 59904.9216 | 9.36 | 0 | 0 | 0 | 0 | 0 | 46800 | 13104.9216 | 0 | 9173.4451 | -27191213.1553 | -27191.2132 | -826062.1718 | -26940.9097
8 | 11 | 14 | 36.1 | 307.2186 | 0.2178 | 21921.7753 | 0.2123 | 0 | 21921.7753 | 9.68 | 0.47794 | 0 | 0 | 0 | 0 | 50789.7209 | -28867.9456 | -41239.9223 | 0 | -27232453.0776 | -27232.4531 | -827315.0302 | -26981.7699
8 | 11 | 15 | 34.8 | 631.4933 | 0.2204 | 45598.5215 | 0.23771 | 0 | 45598.5215 | 8.64 | 3.9342 | 0 | 0 | 0 | 0 | 62870.956 | -17272.4345 | -24674.9064 | 0 | -27257127.984 | -27257.128 | -828064.6476 | -27006.2177
8 | 11 | 16 | 33.5 | 409.206 | 0.223 | 29896.2905 | 0.29552 | 0 | 29896.2905 | 7.6 | 5.8065 | 0 | 0 | 0 | 0 | 67032.2759 | -37135.9854 | -53051.4077 | 0 | -27310179.3917 | -27310.1794 | -829676.3359 | -27058.7808
8 | 11 | 17 | 32.2 | 200.9191 | 0.2256 | 14850.1492 | 0.32218 | 0 | 14850.1492 | 6.56 | 6.1146 | 0 | 0 | 0 | 0 | 63372.9219 | -48522.7727 | -69318.2467 | 0 | -27379497.6384 | -27379.4976 | -831782.2067 | -27127.4609
8 | 11 | 18 | 31.1 | 40.507 | 0.2278 | 3023.1148 | 0.35942 | 0 | 3023.1148 | 5.68 | 4.3047 | 0 | 0 | 0 | 0 | 49923.5064 | -46900.3916 | -67000.5595 | 0 | -27446498.1979 | -27446.4982 | -833817.6668 | -27193.8447
8 | 11 | 19 | 30 | 0.55035 | 0.23 | 41.4705 | 0.33488 | 0 | 41.4705 | 4.8 | 3.5872 | 0 | 0 | 0 | 0 | 41935.7868 | -41894.3163 | -59849.0233 | 0 | -27506347.2211 | -27506.3472 | -835635.8649 | -27253.1428
8 | 11 | 20 | 28.9 | 0 | 0.2322 | 0 | 0.34534 | 0 | 0 | 3.92 | 2.4136 | 0 | 0 | 0 | 0 | 31667.7977 | -31667.7977 | -45239.711 | 0 | -27551586.9321 | -27551.5869 | -837010.2359 | -27297.9661
8 | 11 | 21 | 28.2 | 0 | 0.2336 | 0 | 0.36186 | 0 | 0 | 3.36 | 2.1383 | 0 | 0 | 0 | 0 | 27491.2527 | -27491.2527 | -39273.2182 | 0 | -27590860.1503 | -27590.8602 | -838203.3463 | -27336.8778
8 | 11 | 22 | 27.4 | 0 | 0.2352 | 0 | 0.34557 | 0 | 0 | 2.72 | 1.7457 | 0 | 0 | 0 | 0 | 22328.2633 | -22328.2633 | -31897.519 | 0 | -27622757.6693 | -27622.7577 | -839172.3849 | -27368.4817
8 | 11 | 23 | 26.7 | 0 | 0.2366 | 0 | 0.3212 | 0 | 0 | 2.16 | 1.5657 | 0 | 0 | 0 | 0 | 18628.5331 | -18628.5331 | -26612.1902 | 0 | -27649369.8595 | -27649.3699 | -839980.8565 | -27394.8489
8 | 12 | 0 | 26.1 | 0 | 0.2378 | 0 | 0.31175 | 0 | 0 | 1.68 | 2.0579 | 0 | 0 | 0 | 0 | 18689.4421 | -18689.4421 | -26699.203 | 0 | -27676069.0625 | -27676.0691 | -840791.9715 | -27421.3023
8 | 12 | 1 | 25.6 | 0 | 0.2388 | 0 | 0.29432 | 0 | 0 | 1.28 | 3.9027 | 0 | 0 | 0 | 0 | 25913.7134 | -25913.7134 | -37019.5905 | 0 | -27713088.653 | -27713.0887 | -841916.6173 | -27457.9811
8 | 12 | 2 | 25 | 0 | 0.24 | 0 | 0.27 | 0 | 0 | 0.8 | 4.5387 | 0 | 0 | 0 | 0 | 26693.2665 | -26693.2665 | -38133.2379 | 0 | -27751221.8908 | -27751.2219 | -843075.0954 | -27495.7633
8 | 12 | 3 | 24.6 | 0 | 0.24 | 0 | 0.25722 | 0 | 0 | 0.48 | 4.7478 | 0 | 0 | 0 | 0 | 26138.8047 | -26138.8047 | -37341.1495 | 0 | -27788563.0404 | -27788.563 | -844209.5101 | -27532.7607
8 | 12 | 4 | 24.3 | 0 | 0.24 | 0 | 0.25614 | 0 | 0 | 0.24 | 4.3979 | 0 | 0 | 0 | 0 | 23189.7375 | -23189.7375 | -33128.1965 | 0 | -27821691.2368 | -27821.6912 | -845215.9363 | -27565.584
8 | 12 | 5 | 23.9 | -3.0126 | 0.24 | -236.8781 | 0.25323 | 0 | -236.8781 | 0 | 3.7819 | 0 | 0 | 0 | 0 | 18909.4676 | -19146.3458 | -27351.9225 | 0 | -27849043.1594 | -27849.0432 | -846046.8808 | -27592.6841
8 | 12 | 6 | 25.6 | 14.5615 | 0.2388 | 1139.2271 | 0.24999 | 0 | 1139.2271 | 1.28 | 2.2099 | 0 | 0 | 0 | 0 | 17449.6819 | -16310.4548 | -23300.6497 | 0 | -27872343.809 | -27872.3438 | -846754.7486 | -27615.7703
8 | 12 | 7 | 27.2 | 196.7417 | 0.2356 | 15185.9544 | 0.22544 | 0 | 15185.9544 | 2.56 | 0.83304 | 0 | 0 | 0 | 0 | 16965.1989 | -1779.2445 | -2541.7779 | 0 | -27874885.5869 | -27874.8856 | -846831.9672 | -27618.2887
8 | 12 | 8 | 28.9 | 389.2599 | 0.2322 | 29612.3071 | 0.22998 | 0 | 29612.3071 | 3.92 | 0 | 0 | 0 | 0 | 0 | 19600 | 10012.3071 | 0 | 7008.615 | -27867876.972 | -27867.877 | -846619.0472 | -27611.3446
8 | 12 | 9 | 30.7 | 571.5889 | 0.2286 | 42808.5393 | 0.27297 | 0 | 42808.5393 | 5.36 | 0 | 0 | 0 | 0 | 0 | 26800 | 16008.5393 | 0 | 11205.9775 | -27856670.9945 | -27856.671 | -846278.6125 | -27600.2417
8 | 12 | 10 | 32.6 | 640.8528 | 0.2248 | 47198.1518 | 0.24214 | 0 | 47198.1518 | 6.88 | 0 | 0 | 0 | 0 | 0 | 34400 | 12798.1518 | 0 | 8958.7063 | -27847712.2882 | -27847.7123 | -846006.4493 | -27591.3655
8 | 12 | 11 | 34.4 | 829.9235 | 0.2212 | 60144.1759 | 0.20414 | 0 | 60144.1759 | 8.32 | 0 | 0 | 0 | 0 | 0 | 41600 | 18544.1759 | 0 | 12980.9231 | -27834731.3651 | -27834.7314 | -845612.0921 | -27578.5041
8 | 12 | 12 | 34.8 | 846.455 | 0.2204 | 61120.3548 | 0.21914 | 0 | 61120.3548 | 8.64 | 0 | 0 | 0 | 0 | 0 | 43200 | 17920.3548 | 0 | 12544.2483 | -27822187.1168 | -27822.1871 | -845231.001 | -27566.0753
8 | 12 | 13 | 35.2 | 904.1909 | 0.2196 | 65052.3312 | 0.23907 | 0 | 65052.3312 | 8.96 | 0.086234 | 0 | 0 | 0 | 0 | 45231.1723 | 19821.1589 | 0 | 13874.8112 | -27808312.3055 | -27808.3123 | -844809.4878 | -27552.3282
8 | 12 | 14 | 35.6 | 805.5105 | 0.2188 | 57741.6139 | 0.24396 | 0 | 57741.6139 | 9.28 | 2.219 | 0 | 0 | 0 | 0 | 57494.9714 | 246.6425 | 0 | 172.6498 | -27808139.6558 | -27808.1397 | -844804.2427 | -27552.1572
8 | 12 | 15 | 34.5 | 620.6997 | 0.221 | 44941.1545 | 0.26044 | 0 | 44941.1545 | 8.4 | 5.0602 | 0 | 0 | 0 | 0 | 67301.1099 | -22359.9553 | -31942.7933 | 0 | -27840082.4491 | -27840.0824 | -845774.6567 | -27583.8059
8 | 12 | 16 | 33.3 | 415.5872 | 0.2234 | 30416.9565 | 0.26664 | 0 | 30416.9565 | 7.44 | 5.9882 | 0 | 0 | 0 | 0 | 67141.1736 | -36724.2172 | -52463.1674 | 0 | -27892545.6164 | -27892.5456 | -847368.4744 | -27635.7861
8 | 12 | 17 | 32.2 | 216.8138 | 0.2256 | 16024.9391 | 0.2613 | 0 | 16024.9391 | 6.56 | 4.696 | 0 | 0 | 0 | 0 | 56280.0179 | -40255.0788 | -57507.2554 | 0 | -27950052.8719 | -27950.0529 | -849115.5303 | -27692.764
8 | 12 | 18 | 30.5 | 46.8334 | 0.229 | 3513.6728 | 0.29827 | 0 | 3513.6728 | 5.2 | 3.8391 | 0 | 0 | 0 | 0 | 45195.7356 | -41682.0628 | -59545.804 | 0 | -28009598.6758 | -28009.5987 | -850924.5167 | -27751.7617
8 | 12 | 19 | 28.9 | -3.4904 | 0.2322 | -265.5256 | 0.3221 | 0 | -265.5256 | 3.92 | 3.6268 | 0 | 0 | 0 | 0 | 37734.0671 | -37999.5928 | -54285.1325 | 0 | -28063883.8083 | -28063.8838 | -852573.6853 | -27805.5471
8 | 12 | 20 | 27.2 | 0 | 0.2356 | 0 | 0.33851 | 0 | 0 | 2.56 | 3.8497 | 0 | 0 | 0 | 0 | 32048.7418 | -32048.7418 | -45783.9169 | 0 | -28109667.7252 | -28109.6677 | -853964.5891 | -27850.9096
8 | 12 | 21 | 26.8 | 0 | 0.2364 | 0 | 0.37744 | 0 | 0 | 2.24 | 3.4039 | 0 | 0 | 0 | 0 | 28219.3158 | -28219.3158 | -40313.3083 | 0 | -28149981.0335 | -28149.981 | -855189.2972 | -27890.8518
8 | 12 | 22 | 26.5 | 0 | 0.237 | 0 | 0.41653 | 0 | 0 | 2 | 2.7771 | 0 | 0 | 0 | 0 | 23885.4328 | -23885.4328 | -34122.0468 | 0 | -28184103.0803 | -28184.1031 | -856225.9164 | -27924.6597
8 | 12 | 23 | 26.1 | 0 | 0.2378 | 0 | 0.42972 | 0 | 0 | 1.68 | 2.6736 | 0 | 0 | 0 | 0 | 21768.205 | -21768.205 | -31097.4357 | 0 | -28215200.516 | -28215.2005 | -857170.6486 | -27955.4709
8 | 13 | 0 | 25.4 | 0 | 0.2392 | 0 | 0.43327 | 0 | 0 | 1.12 | 2.681 | 0 | 0 | 0 | 0 | 19004.9936 | -19004.9936 | -27149.9909 | 0 | -28242350.5069 | -28242.3505 | -857995.4584 | -27982.371
8 | 13 | 1 | 24.6 | 0 | 0.24 | 0 | 0.42319 | 0 | 0 | 0.48 | 4.6166 | 0 | 0 | 0 | 0 | 25482.8993 | -25482.8993 | -36404.1418 | 0 | -28278754.6487 | -28278.7546 | -859101.407 | -28018.44
8 | 13 | 2 | 23.9 | 0 | 0.24 | 0 | 0.3791 | 0 | 0 | 0 | 5.4316 | 0 | 0 | 0 | 0 | 27157.9059 | -27157.9059 | -38797.0084 | 0 | -28317551.6571 | -28317.5517 | -860280.0503 | -28056.8799
8 | 13 | 3 | 23.5 | 0 | 0.24 | 0 | 0.32736 | 0 | 0 | 0 | 5.0691 | 0 | 0 | 0 | 0 | 25345.3255 | -25345.3255 | -36207.6079 | 0 | -28353759.265 | -28353.7593 | -861380.0283 | -28092.7542
8 | 13 | 4 | 23.2 | 0 | 0.24 | 0 | 0.29611 | 0 | 0 | 0 | 4.5932 | 0 | 0 | 0 | 0 | 22965.8148 | -22965.8148 | -32808.3069 | 0 | -28386567.5719 | -28386.5676 | -862376.7364 | -28125.2605
8 | 13 | 5 | 22.8 | 0 | 0.24 | 0 | 0.26192 | 0 | 0 | 0 | 4.0246 | 0 | 0 | 0 | 0 | 20123.1778 | -20123.1778 | -28747.3969 | 0 | -28415314.9687 | -28415.315 | -863250.075 | -28153.7432
8 | 13 | 6 | 24.8 | 33.7111 | 0.24 | 2650.6642 | 0.22236 | 0 | 2650.6642 | 0.64 | 2.8483 | 0 | 0 | 0 | 0 | 17441.5386 | -14790.8744 | -21129.8205 | 0 | -28436444.7893 | -28436.4448 | -863891.9936 | -28174.6785
8 | 13 | 7 | 26.9 | 185.1447 | 0.2362 | 14327.2101 | 0.18264 | 0 | 14327.2101 | 2.32 | 1.1736 | 0 | 0 | 0 | 0 | 17467.9053 | -3140.6952 | -4486.7075 | 0 | -28440931.4967 | -28440.9315 | -864028.2986 | -28179.124
8 | 13 | 8 | 28.9 | 405.5466 | 0.2322 | 30851.2953 | 0.17212 | 0 | 30851.2953 | 3.92 | 0.1123 | 0 | 0 | 0 | 0 | 20161.5058 | 10689.7895 | 0 | 7482.8526 | -28433448.6441 | -28433.4486 | -863800.9715 | -28171.71
8 | 13 | 9 | 30.4 | 534.7751 | 0.2292 | 40156.5344 | 0.18664 | 0 | 40156.5344 | 5.12 | 0 | 0 | 0 | 0 | 0 | 25600 | 14556.5344 | 0 | 10189.5741 | -28423259.07 | -28423.2591 | -863491.4148 | -28161.6142
8 | 13 | 10 | 31.8 | 667.8932 | 0.2264 | 49539.7513 | 0.17479 | 0 | 49539.7513 | 6.24 | 0 | 0 | 0 | 0 | 0 | 31200 | 18339.7513 | 0 | 12837.8259 | -28410421.2441 | -28410.4212 | -863101.4049 | -28148.8946
8 | 13 | 11 | 33.3 | 809.5686 | 0.2234 | 59252.5766 | 0.16999 | 0 | 59252.5766 | 7.44 | 0 | 0 | 0 | 0 | 0 | 37200 | 22052.5766 | 0 | 15436.8036 | -28394984.4405 | -28394.9844 | -862632.4387 | -28133.5999
8 | 13 | 12 | 34.4 | 900.3327 | 0.2212 | 65246.6994 | 0.18973 | 0 | 65246.6994 | 8.32 | 0 | 0 | 0 | 0 | 0 | 41600 | 23646.6994 | 0 | 16552.6896 | -28378431.7509 | -28378.4318 | -862129.5722 | -28117.1995 | 7079122.4132
8 | 13 | 13 | 35.6 | 685.0687 | 0.2188 | 49107.9531 | 0.19948 | 0 | 49107.9531 | 9.28 | 0 | 0 | 0 | 0 | 0 | 46400 | 2707.9531 | 0 | 1895.5671 | -28376536.1837 | -28376.5362 | -862071.9853 | -28115.3214
8 | 13 | 14 | 36.7 | 731.8244 | 0.2166 | 51932.0816 | 0.21784 | 0 | 51932.0816 | 10.16 | 0.91087 | 0 | 0 | 0 | 0 | 55354.371 | -3422.2894 | -4888.9848 | 0 | -28381425.1686 | -28381.4252 | -862220.5114 | -28120.1654
8 | 13 | 15 | 35.8 | 642.7153 | 0.2184 | 45987.698 | 0.23735 | 0 | 45987.698 | 9.44 | 3.5523 | 0 | 0 | 0 | 0 | 64961.4959 | -18973.7979 | -27105.4256 | 0 | -28408530.5942 | -28408.5306 | -863043.9674 | -28147.0213
8 | 13 | 16 | 34.8 | 430.4202 | 0.2204 | 31079.5438 | 0.27539 | 0 | 31079.5438 | 8.64 | 4.2048 | 0 | 0 | 0 | 0 | 64223.8322 | -33144.2884 | -47348.9834 | 0 | -28455879.5776 | -28455.8796 | -864482.4175 | -28193.9344
8 | 13 | 17 | 33.9 | 46.8667 | 0.2222 | 3411.7604 | 0.32115 | 0 | 3411.7604 | 7.92 | 3.4902 | 0 | 0 | 0 | 0 | 57051.1858 | -53639.4254 | -76627.7506 | 0 | -28532507.3282 | -28532.5073 | -866810.3492 | -28269.8568
8 | 13 | 18 | 32.2 | 55.7117 | 0.2256 | 4117.7115 | 0.34525 | 0 | 4117.7115 | 6.56 | 3.7912 | 0 | 0 | 0 | 0 | 51755.9817 | -47638.2701 | -68054.6716 | 0 | -28600561.9998 | -28600.562 | -868877.8329 | -28337.285
8 | 13 | 19 | 30.6 | -1.0275 | 0.2288 | -77.0226 | 0.38917 | 0 | -77.0226 | 5.28 | 3.4395 | 0 | 0 | 0 | 0 | 43597.3424 | -43674.365 | -62391.95 | 0 | -28662953.9499 | -28662.9539 | -870773.2846 | -28399.1026
8 | 13 | 20 | 28.9 | 0 | 0.2322 | 0 | 0.3951 | 0 | 0 | 3.92 | 2.3485 | 0 | 0 | 0 | 0 | 31342.6967 | -31342.6967 | -44775.2811 | 0 | -28707729.2309 | -28707.7292 | -872133.5463 | -28443.4657
8 | 13 | 21 | 28 | 0 | 0.234 | 0 | 0.40165 | 0 | 0 | 3.2 | 2.1307 | 0 | 0 | 0 | 0 | 26653.3653 | -26653.3653 | -38076.2361 | 0 | -28745805.4671 | -28745.8055 | -873290.2927 | -28481.1915
8 | 13 | 22 | 27 | 0 | 0.236 | 0 | 0.40948 | 0 | 0 | 2.4 | 2.7644 | 0 | 0 | 0 | 0 | 25822.1637 | -25822.1637 | -36888.8053 | 0 | -28782694.2724 | -28782.6943 | -874410.9652 | -28517.7407
8 | 13 | 23 | 26.1 | 0 | 0.2378 | 0 | 0.39012 | 0 | 0 | 1.68 | 2.2461 | 0 | 0 | 0 | 0 | 19630.5237 | -19630.5237 | -28043.6053 | 0 | -28810737.8777 | -28810.7379 | -875262.9229 | -28545.5262
8 | 14 | 0 | 25.7 | 0 | 0.2386 | 0 | 0.38541 | 0 | 0 | 1.36 | 2.1392 | 0 | 0 | 0 | 0 | 17496.1854 | -17496.1854 | -24994.5506 | 0 | -28835732.4283 | -28835.7324 | -876022.251 | -28570.2906
8 | 14 | 1 | 25.4 | 0 | 0.2392 | 0 | 0.36702 | 0 | 0 | 1.12 | 3.9971 | 0 | 0 | 0 | 0 | 25585.7211 | -25585.7211 | -36551.0301 | 0 | -28872283.4584 | -28872.2835 | -877132.662 | -28606.5052
8 | 14 | 2 | 25 | 0 | 0.24 | 0 | 0.36044 | 0 | 0 | 0.8 | 4.6315 | 0 | 0 | 0 | 0 | 27157.5335 | -27157.5335 | -38796.4764 | 0 | -28911079.9348 | -28911.0799 | -878311.2892 | -28644.9445
8 | 14 | 3 | 24.8 | 0 | 0.24 | 0 | 0.34849 | 0 | 0 | 0.64 | 4.3597 | 0 | 0 | 0 | 0 | 24998.7096 | -24998.7096 | -35712.4422 | 0 | -28946792.377 | -28946.7924 | -879396.2241 | -28680.3282
8 | 14 | 4 | 24.6 | 0 | 0.24 | 0 | 0.3456 | 0 | 0 | 0.48 | 3.9223 | 0 | 0 | 0 | 0 | 22011.7338 | -22011.7338 | -31445.334 | 0 | -28978237.711 | -28978.2377 | -880351.5254 | -28711.4841
8 | 14 | 5 | 24.4 | 0 | 0.24 | 0 | 0.33918 | 0 | 0 | 0.32 | 3.6043 | 0 | 0 | 0 | 0 | 19621.3468 | -19621.3468 | -28030.4954 | 0 | -29006268.2064 | -29006.2682 | -881203.0847 | -28739.2566
8 | 14 | 6 | 25.9 | 8.2222 | 0.2382 | 641.6547 | 0.32882 | 0 | 641.6547 | 1.52 | 2.0556 | 0 | 0 | 0 | 0 | 17877.7908 | -17236.1361 | -24623.0516 | 0 | -29030891.258 | -29030.8913 | -881951.1268 | -28763.653
8 | 14 | 7 | 27.4 | 198.0658 | 0.2352 | 15262.2009 | 0.31323 | 0 | 15262.2009 | 2.72 | 0.65742 | 0 | 0 | 0 | 0 | 16887.1002 | -1624.8993 | -2321.2847 | 0 | -29033212.5427 | -29033.2125 | -882021.6469 | -28765.9529
8 | 14 | 8 | 28.9 | 391.8813 | 0.2322 | 29811.7264 | 0.31023 | 0 | 29811.7264 | 3.92 | 0 | 0 | 0 | 0 | 0 | 19600 | 10211.7264 | 0 | 7148.2084 | -29026064.3343 | -29026.0643 | -881804.4861 | -28758.8705
8 | 14 | 9 | 30.4 | 312.3212 | 0.2292 | 23452.359 | 0.35557 | 0 | 23452.359 | 5.12 | 0 | 0 | 0 | 0 | 0 | 25600 | -2147.641 | -3068.0585 | 0 | -29029132.3928 | -29029.1324 | -881897.6929 | -28761.9103
8 | 14 | 10 | 31.8 | 612.5684 | 0.2264 | 45436.1389 | 0.34102 | 0 | 45436.1389 | 6.24 | 0 | 0 | 0 | 0 | 0 | 31200 | 14236.1389 | 0 | 9965.2973 | -29019167.0955 | -29019.1671 | -881594.9497 | -28752.0367
8 | 14 | 11 | 33.3 | 249.2405 | 0.2234 | 18241.9885 | 0.28683 | 0 | 18241.9885 | 7.44 | 0 | 0 | 0 | 0 | 0 | 37200 | -18958.0115 | -27082.8735 | 0 | -29046249.9691 | -29046.25 | -882417.7206 | -28778.8703
8 | 14 | 12 | 34.2 | 235.7669 | 0.2216 | 17116.8151 | 0.24265 | 0 | 17116.8151 | 8.16 | 0 | 0 | 0 | 0 | 0 | 40800 | -23683.1849 | -33833.1213 | 0 | -29080083.0903 | -29080.0831 | -883445.5622 | -28812.392
8 | 14 | 13 | 35.2 | 137.1039 | 0.2196 | 9863.9857 | 0.25187 | 0 | 9863.9857 | 8.96 | 0 | 0 | 0 | 0 | 0 | 44800 | -34936.0143 | -49908.5918 | 0 | -29129991.6821 | -29129.9917 | -884961.7726 | -28861.8411
8 | 14 | 14 | 36.1 | 404.467 | 0.2178 | 28860.9998 | 0.26951 | 0 | 28860.9998 | 9.68 | 0 | 0 | 0 | 0 | 0 | 48400 | -19539.0002 | -27912.8574 | 0 | -29157904.5395 | -29157.9045 | -885809.7582 | -28889.497
8 | 14 | 15 | 33.7 | 611.5003 | 0.2226 | 44595.6256 | 0.28984 | 0 | 44595.6256 | 7.76 | 2.8103 | 0 | 0 | 0 | 0 | 52851.6406 | -8256.015 | -11794.3071 | 0 | -29169698.8466 | -29169.6988 | -886168.0662 | -28901.1828
8 | 14 | 16 | 31.3 | 327.6115 | 0.2274 | 24407.3154 | 0.30036 | 0 | 24407.3154 | 5.84 | 4.2306 | 0 | 0 | 0 | 0 | 50353.0215 | -25945.7061 | -37065.2945 | 0 | -29206764.1411 | -29206.7641 | -887294.1005 | -28937.9069
8 | 14 | 17 | 28.9 | 129.8127 | 0.2322 | 9875.2894 | 0.30289 | 0 | 9875.2894 | 3.92 | 3.3686 | 0 | 0 | 0 | 0 | 36442.789 | -26567.4997 | -37953.5709 | 0 | -29244717.712 | -29244.7177 | -888447.1204 | -28975.5111
8 | 14 | 18 | 28.2 | 30.4222 | 0.2336 | 2328.2745 | 0.33587 | 0 | 2328.2745 | 3.36 | 2.0235 | 0 | 0 | 0 | 0 | 26917.4781 | -24589.2036 | -35127.4337 | 0 | -29279845.1458 | -29279.8451 | -889514.2829 | -29010.3151
8 | 14 | 19 | 27.4 | 0.82222 | 0.2352 | 63.3573 | 0.31494 | 0 | 63.3573 | 2.72 | 2.3422 | 0 | 0 | 0 | 0 | 25311.207 | -25247.8497 | -36068.3567 | 0 | -29315913.5025 | -29315.9135 | -890610.0305 | -29046.0515
8 | 14 | 20 | 26.7 | 0 | 0.2366 | 0 | 0.34209 | 0 | 0 | 2.16 | 2.5834 | 0 | 0 | 0 | 0 | 23717.2183 | -23717.2183 | -33881.7405 | 0 | -29349795.243 | -29349.7952 | -891639.3492 | -29079.6213
8 | 14 | 21 | 26.1 | 0 | 0.2378 | 0 | 0.40393 | 0 | 0 | 1.68 | 2.206 | 0 | 0 | 0 | 0 | 19429.7596 | -19429.7596 | -27756.7995 | 0 | -29377552.0425 | -29377.552 | -892482.5937 | -29107.1226
8 | 14 | 22 | 25.6 | 0 | 0.2388 | 0 | 0.40647 | 0 | 0 | 1.28 | 2.3457 | 0 | 0 | 0 | 0 | 18128.4014 | -18128.4014 | -25897.7163 | 0 | -29403449.7588 | -29403.4498 | -893269.3598 | -29132.7819
8 | 14 | 23 | 25 | 0 | 0.24 | 0 | 0.39519 | 0 | 0 | 0.8 | 2.4037 | 0 | 0 | 0 | 0 | 16018.5486 | -16018.5486 | -22883.6409 | 0 | -29426333.3997 | -29426.3334 | -893964.559 | -29155.4549
8 | 15 | 0 | 25.2 | 0 | 0.2396 | 0 | 0.39394 | 0 | 0 | 0.96 | 1.8898 | 0 | 0 | 0 | 0 | 14248.7843 | -14248.7843 | -20355.4062 | 0 | -29446688.8058 | -29446.6888 | -894582.9511 | -29175.623
8 | 15 | 1 | 25.4 | 0 | 0.2392 | 0 | 0.35722 | 0 | 0 | 1.12 | 3.2322 | 0 | 0 | 0 | 0 | 21760.937 | -21760.937 | -31087.0529 | 0 | -29477775.8587 | -29477.7759 | -895527.3679 | -29206.4238
8 | 15 | 2 | 25.6 | 0 | 0.2388 | 0 | 0.33581 | 0 | 0 | 1.28 | 3.5703 | 0 | 0 | 0 | 0 | 24251.7061 | -24251.7061 | -34645.2944 | 0 | -29512421.1532 | -29512.4212 | -896579.8831 | -29240.7502
8 | 15 | 3 | 25.6 | 0 | 0.2388 | 0 | 0.32276 | 0 | 0 | 1.28 | 3.3322 | 0 | 0 | 0 | 0 | 23060.81 | -23060.81 | -32944.0143 | 0 | -29545365.1675 | -29545.3652 | -897580.7139 | -29273.391
8 | 15 | 4 | 25.6 | 0 | 0.2388 | 0 | 0.26654 | 0 | 0 | 1.28 | 2.8893 | 0 | 0 | 0 | 0 | 20846.7015 | -20846.7015 | -29781.0022 | 0 | -29575146.1697 | -29575.1462 | -898485.4533 | -29302.8978
8 | 15 | 5 | 25.6 | 0 | 0.2388 | 0 | 0.23994 | 0 | 0 | 1.28 | 2.4575 | 0 | 0 | 0 | 0 | 18687.3469 | -18687.3469 | -26696.2098 | 0 | -29601842.3795 | -29601.8424 | -899296.4774 | -29329.3483
8 | 15 | 6 | 26.7 | 32.8889 | 0.2366 | 2549.3787 | 0.22281 | 0 | 2549.3787 | 2.16 | 0.82105 | 0 | 0 | 0 | 0 | 14905.2718 | -12355.8932 | -17651.2759 | 0 | -29619493.6554 | -29619.4937 | -899832.7186 | -29346.8371
8 | 15 | 7 | 27.8 | 169.6643 | 0.2344 | 13029.2199 | 0.19404 | 0 | 13029.2199 | 3.04 | 0 | 0 | 0 | 0 | 0 | 15200 | -2170.7801 | -3101.1145 | 0 | -29622594.7699 | -29622.5948 | -899926.9297 | -29349.9097
8 | 15 | 8 | 28.9 | 329.7562 | 0.2322 | 25085.6661 | 0.19394 | 0 | 25085.6661 | 3.92 | 0 | 0 | 0 | 0 | 0 | 19600 | 5485.6661 | 0 | 3839.9663 | -29618754.8036 | -29618.7548 | -899810.2725 | -29346.105
8 | 15 | 9 | 30.6 | 582.6519 | 0.2288 | 43675.2718 | 0.20945 | 0 | 43675.2718 | 5.28 | 0 | 0 | 0 | 0 | 0 | 26400 | 17275.2718 | 0 | 12092.6903 | -29606662.1133 | -29606.6621 | -899442.8996 | -29334.1237
8 | 15 | 10 | 32.2 | 730.6776 | 0.2256 | 54005.1643 | 0.16832 | 0 | 54005.1643 | 6.56 | 0 | 0 | 0 | 0 | 0 | 32800 | 21205.1643 | 0 | 14843.615 | -29591818.4983 | -29591.8185 | -898991.9544 | -29319.4167
8 | 15 | 11 | 33.9 | 881.6531 | 0.2222 | 64181.8424 | 0.15457 | 0 | 64181.8424 | 7.92 | 0 | 0 | 0 | 0 | 0 | 39600 | 24581.8424 | 0 | 17207.2897 | -29574611.2087 | -29574.6112 | -898469.2013 | -29302.3678
8 | 15 | 12 | 34.3 | 922.9006 | 0.2214 | 66942.6554 | 0.15081 | 0 | 66942.6554 | 8.24 | 0 | 0 | 0 | 0 | 0 | 41200 | 25742.6554 | 0 | 18019.8587 | -29556591.3499 | -29556.5913 | -897921.7625 | -29284.5138
8 | 15 | 13 | 34.6 | 911.3699 | 0.2208 | 65927.128 | 0.14386 | 0 | 65927.128 | 8.48 | 0 | 0 | 0 | 0 | 0 | 42400 | 23527.128 | 0 | 16468.9896 | -29540122.3603 | -29540.1224 | -897421.4388 | -29268.1964
8 | 15 | 14 | 35 | 771.0962 | 0.22 | 55577.8415 | 0.14106 | 0 | 55577.8415 | 8.8 | 0 | 0 | 0 | 0 | 0 | 44000 | 11577.8415 | 0 | 8104.489 | -29532017.8713 | -29532.0179 | -897175.2265 | -29260.1665
8 | 15 | 15 | 34.8 | 642.2328 | 0.2204 | 46373.9943 | 0.16698 | 0 | 46373.9943 | 8.64 | 2.0687 | 0 | 0 | 0 | 0 | 53543.4108 | -7169.4164 | -10242.0235 | 0 | -29542259.8948 | -29542.2599 | -897486.3766 | -29270.3143
8 | 15 | 16 | 34.6 | 427.4632 | 0.2208 | 30922.0417 | 0.21724 | 0 | 30922.0417 | 8.48 | 2.0835 | 0 | 0 | 0 | 0 | 52817.3124 | -21895.2708 | -31278.9582 | 0 | -29573538.853 | -29573.5389 | -898436.6234 | -29301.3053
8 | 15 | 17 | 34.4 | 221.0582 | 0.2212 | 16019.9844 | 0.26455 | 0 | 16019.9844 | 8.32 | 0.95982 | 0 | 0 | 0 | 0 | 46399.0959 | -30379.1115 | -43398.7307 | 0 | -29616937.5837 | -29616.9376 | -899755.0658 | -29344.3045
8 | 15 | 18 | 33.3 | 43.4058 | 0.2234 | 3176.8846 | 0.30694 | 0 | 3176.8846 | 7.44 | 0.23064 | 0 | 0 | 0 | 0 | 38353.2002 | -35176.3156 | -50251.8795 | 0 | -29667189.4632 | -29667.1895 | -901281.7052 | -29394.0938
8 | 15 | 19 | 32.2 | -2.1964 | 0.2256 | -162.3355 | 0.33021 | 0 | -162.3355 | 6.56 | 0 | 0 | 0 | 0 | 0 | 32800 | -32962.3355 | -47089.0507 | 0 | -29714278.514 | -29714.2785 | -902712.2587 | -29440.7494
8 | 15 | 20 | 31.1 | 0 | 0.2278 | 0 | 0.37681 | 0 | 0 | 5.68 | 0 | 0 | 0 | 0 | 0 | 28400 | -28400 | -40571.4286 | 0 | -29754849.9425 | -29754.8499 | -903944.8084 | -29480.9474
8 | 15 | 21 | 30.2 | 0 | 0.2296 | 0 | 0.43962 | 0 | 0 | 4.96 | 0 | 0 | 0 | 0 | 0 | 24800 | -24800 | -35428.5714 | 0 | -29790278.514 | -29790.2785 | -905021.1194 | -29516.0498
8 | 15 | 22 | 29.2 | 0 | 0.2316 | 0 | 0.49545 | 0 | 0 | 4.16 | 0 | 0 | 0 | 0 | 0 | 20800 | -20800 | -29714.2857 | 0 | -29819992.7997 | -29819.9928 | -905923.8319 | -29545.4906
8 | 15 | 23 | 28.3 | 0 | 0.2334 | 0 | 0.51717 | 0 | 0 | 3.44 | 0 | 0 | 0 | 0 | 0 | 17200 | -17200 | -24571.4286 | 0 | -29844564.2282 | -29844.5642 | -906670.3057 | -29569.8358
8 | 16 | 0 | 27.9 | 0 | 0.2342 | 0 | 0.54492 | 0 | 0 | 3.12 | 0 | 0 | 0 | 0 | 0 | 15600 | -15600 | -22285.7143 | 0 | -29866849.9425 | -29866.8499 | -907347.34 | -29591.9164
8 | 16 | 1 | 27.6 | 0 | 0.2348 | 0 | 0.52501 | 0 | 0 | 2.88 | 1.6097 | 0 | 0 | 0 | 0 | 22448.6473 | -22448.6473 | -32069.4961 | 0 | -29898919.4387 | -29898.9194 | -908321.6032 | -29623.6907
8 | 16 | 2 | 27.2 | 0 | 0.2356 | 0 | 0.50265 | 0 | 0 | 2.56 | 2.4658 | 0 | 0 | 0 | 0 | 25129.225 | -25129.225 | -35898.8929 | 0 | -29934818.3315 | -29934.8183 | -909412.2025 | -29659.2591
8 | 16 | 3 | 26.5 | 0 | 0.237 | 0 | 0.45608 | 0 | 0 | 2 | 2.6767 | 0 | 0 | 0 | 0 | 23383.5225 | -23383.5225 | -33405.0322 | 0 | -29968223.3637 | -29968.2234 | -910427.0389 | -29692.3566
8 | 16 | 4 | 25.7 | 0 | 0.2386 | 0 | 0.45278 | 0 | 0 | 1.36 | 2.5337 | 0 | 0 | 0 | 0 | 19468.4644 | -19468.4644 | -27812.0921 | 0 | -29996035.4558 | -29996.0355 | -911271.9632 | -29719.9127
8 | 16 | 5 | 25 | 0 | 0.24 | 0 | 0.37074 | 0 | 0 | 0.8 | 2.6394 | 0 | 0 | 0 | 0 | 17196.8969 | -17196.8969 | -24566.9956 | 0 | -30020602.4514 | -30020.6025 | -912018.3023 | -29744.2535
8 | 16 | 6 | 27 | 23.0222 | 0.236 | 1780.0395 | 0.31202 | 0 | 1780.0395 | 2.4 | 1.0584 | 0 | 0 | 0 | 0 | 17291.9714 | -15511.9318 | -22159.9026 | 0 | -30042762.354 | -30042.7624 | -912691.5146 | -29766.2095
8 | 16 | 7 | 29.1 | 124.495 | 0.2318 | 9454.4397 | 0.28905 | 0 | 9454.4397 | 4.08 | 0 | 0 | 0 | 0 | 0 | 20400 | -10945.5603 | -15636.5147 | 0 | -30058398.8687 | -30058.3989 | -913166.5479 | -29781.702
8 | 16 | 8 | 31.1 | 403.5308 | 0.2278 | 30116.2425 | 0.24207 | 0 | 30116.2425 | 5.68 | 0 | 0 | 0 | 0 | 0 | 28400 | 1716.2425 | 0 | 1201.3698 | -30057197.4989 | -30057.1975 | -913130.0506 | -29780.5117
8 | 16 | 9 | 32.6 | 590.1948 | 0.2248 | 43467.2437 | 0.29842 | 0 | 43467.2437 | 6.88 | 0 | 0 | 0 | 0 | 0 | 34400 | 9067.2437 | 0 | 6347.0706 | -30050850.4283 | -30050.8504 | -912937.2282 | -29774.2231
8 | 16 | 10 | 34.1 | 379.3112 | 0.2218 | 27563.0699 | 0.29113 | 0 | 27563.0699 | 8.08 | 0 | 0 | 0 | 0 | 0 | 40400 | -12836.9301 | -18338.4716 | 0 | -30069188.8999 | -30069.1889 | -913494.3463 | -29792.3927
8 | 16 | 11 | 35.6 | 351.8758 | 0.2188 | 25223.6045 | 0.25531 | 0 | 25223.6045 | 9.28 | 0 | 0 | 0 | 0 | 0 | 46400 | -21176.3955 | -30251.9936 | 0 | -30099440.8935 | -30099.4409 | -914413.3942 | -29822.3663
8 | 16 | 12 | 36.5 | 577.4603 | 0.217 | 41053.6976 | 0.22038 | 0 | 41053.6976 | 10 | 0 | 0 | 0 | 0 | 0 | 50000 | -8946.3024 | -12780.432 | 0 | -30112221.3255 | -30112.2213 | -914801.6605 | -29835.029
8 | 16 | 13 | 37.4 | 904.5203 | 0.2152 | 63772.138 | 0.21436 | 0 | 63772.138 | 10.72 | 0 | 0 | 0 | 0 | 0 | 53600 | 10172.138 | 0 | 7120.4966 | -30105100.8289 | -30105.1008 | -914585.3416 | -29827.9741
8 | 16 | 14 | 38.3 | 781.3105 | 0.2134 | 54624.6242 | 0.25763 | 0 | 54624.6242 | 11.44 | 0 | 0 | 0 | 0 | 0 | 57200 | -2575.3758 | -3679.1082 | 0 | -30108779.9372 | -30108.7799 | -914697.112 | -29831.6193
8 | 16 | 15 | 37.8 | 644.7289 | 0.2144 | 45286.8755 | 0.28219 | 0 | 45286.8755 | 11.04 | 0 | 0 | 0 | 0 | 0 | 55200 | -9913.1245 | -14161.6064 | 0 | -30122941.5436 | -30122.9415 | -915127.338 | -29845.6506
8 | 16 | 16 | 37.2 | 438.5301 | 0.2156 | 30975.5174 | 0.31718 | 0 | 30975.5174 | 10.56 | 0 | 0 | 0 | 0 | 0 | 52800 | -21824.4826 | -31177.8323 | 0 | -30154119.3759 | -30154.1194 | -916074.5127 | -29876.5414
8 | 16 | 17 | 36.7 | 219.2812 | 0.2166 | 15560.7378 | 0.36467 | 0 | 15560.7378 | 10.16 | 0 | 0 | 0 | 0 | 0 | 50800 | -35239.2622 | -50341.8032 | 0 | -30204461.1791 | -30204.4612 | -917603.8839 | -29926.4198
8 | 16 | 18 | 34.8 | 41.7841 | 0.2204 | 3017.1205 | 0.41044 | 0 | 3017.1205 | 8.64 | 0 | 0 | 0 | 0 | 0 | 43200 | -40182.8795 | -57404.1136 | 0 | -30261865.2927 | -30261.8653 | -919347.8064 | -29983.2955
8 | 16 | 19 | 33 | -1.7789 | 0.224 | -130.5509 | 0.43866 | 0 | -130.5509 | 7.2 | 0 | 0 | 0 | 0 | 0 | 36000 | -36130.5509 | -51615.0727 | 0 | -30313480.3654 | -30313.4804 | -920915.8592 | -30034.4354
8 | 16 | 20 | 31.1 | 0 | 0.2278 | 0 | 0.45932 | 0 | 0 | 5.68 | 0 | 0 | 0 | 0 | 0 | 28400 | -28400 | -40571.4286 | 0 | -30354051.794 | -30354.0518 | -922148.4089 | -30074.6334
8 | 16 | 21 | 30.4 | 0 | 0.2292 | 0 | 0.5102 | 0 | 0 | 5.12 | 0 | 0 | 0 | 0 | 0 | 25600 | -25600 | -36571.4286 | 0 | -30390623.2225 | -30390.6232 | -923259.4397 | -30110.8682
8 | 16 | 22 | 29.6 | 0 | 0.2308 | 0 | 0.51505 | 0 | 0 | 4.48 | 0 | 0 | 0 | 0 | 0 | 22400 | -22400 | -32000 | 0 | -30422623.2225 | -30422.6232 | -924231.5916 | -30142.5736
8 | 16 | 23 | 28.9 | 0 | 0.2322 | 0 | 0.51466 | 0 | 0 | 3.92 | 0 | 0 | 0 | 0 | 0 | 19600 | -19600 | -28000 | 0 | -30450623.2225 | -30450.6232 | -925082.2245 | -30170.3158
8 | 17 | 0 | 28.7 | 0 | 0.2326 | 0 | 0.53063 | 0 | 0 | 3.76 | 0 | 0 | 0 | 0 | 0 | 18800 | -18800 | -26857.1429 | 0 | -30477480.3654 | -30477.4804 | -925898.1377 | -30196.9258
8 | 17 | 1 | 28.5 | 0 | 0.233 | 0 | 0.5191 | 0 | 0 | 3.6 | 0.11198 | 0 | 0 | 0 | 0 | 18559.8768 | -18559.8768 | -26514.1097 | 0 | -30503994.475 | -30503.9945 | -926703.6296 | -30223.1958
8 | 17 | 2 | 28.3 | 0 | 0.2334 | 0 | 0.47182 | 0 | 0 | 3.44 | 0.79498 | 0 | 0 | 0 | 0 | 21174.9035 | -21174.9035 | -30249.8621 | 0 | -30534244.3372 | -30534.2443 | -927622.6128 | -30253.1672
8 | 17 | 3 | 27.8 | 0 | 0.2344 | 0 | 0.45514 | 0 | 0 | 3.04 | 0.97828 | 0 | 0 | 0 | 0 | 20091.4199 | -20091.4199 | -28702.0284 | 0 | -30562946.3656 | -30562.9464 | -928494.5731 | -30281.605
8 | 17 | 4 | 27.2 | 0 | 0.2356 | 0 | 0.43935 | 0 | 0 | 2.56 | 0.97928 | 0 | 0 | 0 | 0 | 17696.3909 | -17696.3909 | -25280.5584 | 0 | -30588226.924 | -30588.2269 | -929262.5901 | -30306.6529
8 | 17 | 5 | 26.7 | -0.27376 | 0.2366 | -21.2206 | 0.44986 | 0 | -21.2206 | 2.16 | 0.88699 | 0 | 0 | 0 | 0 | 15234.9356 | -15256.1561 | -21794.5088 | 0 | -30610021.4328 | -30610.0214 | -929924.7018 | -30328.2467
8 | 17 | 6 | 28.5 | 40.1268 | 0.233 | 3063.0966 | 0.44606 | 0 | 3063.0966 | 3.6 | 0 | 0 | 0 | 0 | 0 | 18000 | -14936.9034 | -21338.4334 | 0 | -30631359.8662 | -30631.3599 | -930572.958 | -30349.3888
8 | 17 | 7 | 30.4 | 196.3129 | 0.2292 | 14741.2348 | 0.40604 | 0 | 14741.2348 | 5.12 | 0 | 0 | 0 | 0 | 0 | 25600 | -10858.7652 | -15512.5217 | 0 | -30646872.3879 | -30646.8724 | -931044.2244 | -30364.7585
8 | 17 | 8 | 32.2 | 415.7933 | 0.2256 | 30731.7292 | 0.38624 | 0 | 30731.7292 | 6.56 | 0 | 0 | 0 | 0 | 0 | 32800 | -2068.2708 | -2954.6726 | 0 | -30649827.0605 | -30649.8271 | -931133.9866 | -30367.686
8 | 17 | 9 | 32.8 | 629.508 | 0.2244 | 46280.1237 | 0.42466 | 0 | 46280.1237 | 7.04 | 0 | 0 | 0 | 0 | 0 | 35200 | 11080.1237 | 0 | 7756.0866 | -30642070.9739 | -30642.071 | -930898.3587 | -30360.0013
8 | 17 | 10 | 33.3 | 799.8188 | 0.2234 | 58538.9833 | 0.37685 | 0 | 58538.9833 | 7.44 | 0 | 0 | 0 | 0 | 0 | 37200 | 21338.9833 | 0 | 14937.2883 | -30627133.6856 | -30627.1337 | -930444.5677 | -30345.2015
8 | 17 | 11 | 33.9 | 903.7525 | 0.2222 | 65790.619 | 0.3234 | 0 | 65790.619 | 7.92 | 0 | 0 | 0 | 0 | 0 | 39600 | 26190.619 | 0 | 18333.4333 | -30608800.2523 | -30608.8003 | -929887.6026 | -30327.0368
8 | 17 | 12 | 35.2 | 947.1431 | 0.2196 | 68142.5406 | 0.27079 | 0 | 68142.5406 | 8.96 | 0 | 0 | 0 | 0 | 0 | 44800 | 23342.5406 | 0 | 16339.7784 | -30592460.4739 | -30592.4605 | -929391.2043 | -30310.8474
8 | 17 | 13 | 36.5 | 915.8356 | 0.217 | 65109.9978 | 0.24961 | 0 | 65109.9978 | 10 | 0 | 0 | 0 | 0 | 0 | 50000 | 15109.9978 | 0 | 10576.9985 | -30581883.4754 | -30581.8835 | -929069.8777 | -30300.3678
8 | 17 | 14 | 37.8 | 807.9343 | 0.2144 | 56750.7018 | 0.26832 | 0 | 56750.7018 | 11.04 | 0 | 0 | 0 | 0 | 0 | 55200 | 1550.7018 | 0 | 1085.4913 | -30580797.9841 | -30580.798 | -929036.9008 | -30299.2923
8 | 17 | 15 | 37.6 | 603.6444 | 0.2148 | 42480.1287 | 0.29714 | 0 | 42480.1287 | 10.88 | 0 | 0 | 0 | 0 | 0 | 54400 | -11919.8713 | -17028.3876 | 0 | -30597826.3717 | -30597.8264 | -929554.2189 | -30316.1639
8 | 17 | 16 | 37.4 | 331.1293 | 0.2152 | 23345.8808 | 0.34177 | 0 | 23345.8808 | 10.72 | 0 | 0 | 0 | 0 | 0 | 53600 | -30254.1192 | -43220.1703 | 0 | -30641046.5419 | -30641.0465 | -930867.2367 | -30358.9863
8 | 17 | 17 | 37.2 | 220.0929 | 0.2156 | 15546.2363 | 0.34949 | 0 | 15546.2363 | 10.56 | 0 | 0 | 0 | 0 | 0 | 52800 | -37253.7637 | -53219.6624 | 0 | -30694266.2044 | -30694.2662 | -932484.0366 | -30411.716
8 | 17 | 18 | 35 | 43.6246 | 0.22 | 3144.3064 | 0.42705 | 0 | 3144.3064 | 8.8 | 0 | 0 | 0 | 0 | 0 | 44000 | -40855.6936 | -58365.2766 | 0 | -30752631.481 | -30752.6315 | -934257.1589 | -30469.544
8 | 17 | 19 | 32.8 | -1.1108 | 0.2244 | -81.6646 | 0.41339 | 0 | -81.6646 | 7.04 | 0 | 0 | 0 | 0 | 0 | 35200 | -35281.6646 | -50402.3781 | 0 | -30803033.859 | -30803.0339 | -935788.3704 | -30519.4824
8 | 17 | 20 | 30.6 | 0 | 0.2288 | 0 | 0.42258 | 0 | 0 | 5.28 | 0 | 0 | 0 | 0 | 0 | 26400 | -26400 | -37714.2857 | 0 | -30840748.1448 | -30840.7481 | -936934.1209 | -30556.8495
8 | 17 | 21 | 30 | 0 | 0.23 | 0 | 0.44939 | 0 | 0 | 4.8 | 0 | 0 | 0 | 0 | 0 | 24000 | -24000 | -34285.7143 | 0 | -30875033.859 | -30875.0339 | -937975.7122 | -30590.8197
8 | 17 | 22 | 29.5 | 0 | 0.231 | 0 | 0.46019 | 0 | 0 | 4.4 | 0 | 0 | 0 | 0 | 0 | 22000 | -22000 | -31428.5714 | 0 | -30906462.4305 | -30906.4624 | -938930.5042 | -30621.9589
8 | 17 | 23 | 28.9 | 0 | 0.2322 | 0 | 0.45035 | 0 | 0 | 3.92 | 0 | 0 | 0 | 0 | 0 | 19600 | -19600 | -28000 | 0 | -30934462.4305 | -30934.4624 | -939781.1371 | -30649.7012
8 | 18 | 0 | 28 | 0 | 0.234 | 0 | 0.43651 | 0 | 0 | 3.2 | 0 | 0 | 0 | 0 | 0 | 16000 | -16000 | -22857.1429 | 0 | -30957319.5733 | -30957.3196 | -940475.5313 | -30672.3479
8 | 18 | 1 | 27 | 0 | 0.236 | 0 | 0.44218 | 0 | 0 | 2.4 | 1.1424 | 0 | 0 | 0 | 0 | 17711.7508 | -17711.7508 | -25302.5012 | 0 | -30982622.0745 | -30982.6221 | -941244.2149 | -30697.4175
8 | 18 | 2 | 26.1 | 0 | 0.2378 | 0 | 0.44337 | 0 | 0 | 1.68 | 2.354 | 0 | 0 | 0 | 0 | 20170.0772 | -20170.0772 | -28814.396 | 0 | -31011436.4705 | -31011.4365 | -942119.589 | -30725.9666
8 | 18 | 3 | 25.4 | 0 | 0.2392 | 0 | 0.42292 | 0 | 0 | 1.12 | 2.6703 | 0 | 0 | 0 | 0 | 18951.3805 | -18951.3805 | -27073.4007 | 0 | -31038509.8712 | -31038.5099 | -942942.072 | -30752.7908
8 | 18 | 4 | 24.6 | 0 | 0.24 | 0 | 0.40544 | 0 | 0 | 0.48 | 2.8115 | 0 | 0 | 0 | 0 | 16457.6409 | -16457.6409 | -23510.9156 | 0 | -31062020.7868 | -31062.0208 | -943656.3277 | -30776.0853
8 | 18 | 5 | 23.9 | 0 | 0.24 | 0 | 0.39073 | 0 | 0 | 0 | 2.7968 | 0 | 0 | 0 | 0 | 13983.9032 | -13983.9032 | -19977.0046 | 0 | -31081997.7914 | -31081.9978 | -944263.224 | -30795.8784
8 | 18 | 6 | 24.3 | 35.3556 | 0.24 | 2779.9649 | 0.37462 | 0 | 2779.9649 | 0.24 | 2.1873 | 0 | 0 | 0 | 0 | 12136.3056 | -9356.3407 | -13366.201 | 0 | -31095363.9924 | -31095.364 | -944669.2858 | -30809.1216
8 | 18 | 7 | 24.6 | 191.7379 | 0.24 | 15076.1238 | 0.35926 | 0 | 15076.1238 | 0.48 | 1.6797 | 0 | 0 | 0 | 0 | 10798.6031 | 4277.5206 | 0 | 2994.2645 | -31092369.7279 | -31092.3697 | -944578.3208 | -30806.1549
8 | 18 | 8 | 25 | 413.8419 | 0.24 | 32539.8935 | 0.36245 | 0 | 32539.8935 | 0.8 | 1.0755 | 0 | 0 | 0 | 0 | 9377.3638 | 23162.5297 | 0 | 16213.7708 | -31076155.9571 | -31076.156 | -944085.7506 | -30790.0904
8 | 18 | 9 | 25.4 | 369.8798 | 0.2392 | 28986.2644 | 0.3956 | 0 | 28986.2644 | 1.12 | 0.77465 | 0 | 0 | 0 | 0 | 9473.2622 | 19513.0022 | 0 | 13659.1015 | -31062496.8556 | -31062.4969 | -943670.7906 | -30776.557
8 | 18 | 10 | 25.7 | 720.2649 | 0.2386 | 56303.1992 | 0.33941 | 0 | 56303.1992 | 1.36 | 0.73024 | 0 | 0 | 0 | 0 | 10451.191 | 45852.0082 | 0 | 32096.4057 | -31030400.4499 | -31030.4004 | -942695.7099 | -30744.756
8 | 18 | 11 | 26.1 | 314.4411 | 0.2378 | 24497.4891 | 0.2803 | 0 | 24497.4891 | 1.68 | 0.75224 | 0 | 0 | 0 | 0 | 12161.1871 | 12336.302 | 0 | 8635.4114 | -31021765.0384 | -31021.765 | -942433.3683 | -30736.2001
8 | 18 | 12 | 27.4 | 840.3675 | 0.2352 | 64755.5495 | 0.21961 | 0 | 64755.5495 | 2.72 | 0.43042 | 0 | 0 | 0 | 0 | 15752.0987 | 49003.4507 | 0 | 34302.4155 | -30987462.6229 | -30987.4626 | -941391.2696 | -30702.2135
8 | 18 | 13 | 28.7 | 903.0008 | 0.2326 | 68812.6459 | 0.21526 | 0 | 68812.6459 | 3.76 | 0.59363 | 0 | 0 | 0 | 0 | 21768.1493 | 47044.4966 | 0 | 32931.1476 | -30954531.4753 | -30954.5315 | -940390.8296 | -30669.5855
8 | 18 | 14 | 30 | 754.7154 | 0.23 | 56869.7659 | 0.21941 | 0 | 56869.7659 | 4.8 | 1.1905 | 0 | 0 | 0 | 0 | 29952.6802 | 26917.0857 | 0 | 18841.96 | -30935689.5154 | -30935.6895 | -939818.4157 | -30650.917
8 | 18 | 15 | 30.4 | 639.172 | 0.2292 | 47995.7449 | 0.24332 | 0 | 47995.7449 | 5.12 | 2.3131 | 0 | 0 | 0 | 0 | 37165.4374 | 10830.3075 | 0 | 7581.2153 | -30928108.3001 | -30928.1083 | -939588.1003 | -30643.4055
8 | 18 | 16 | 30.7 | 427.4389 | 0.2286 | 32012.5786 | 0.27024 | 0 | 32012.5786 | 5.36 | 4.235 | 0 | 0 | 0 | 0 | 47975.103 | -15962.5244 | -22803.6063 | 0 | -30950911.9064 | -30950.9119 | -940280.868 | -30665.9992
8 | 18 | 17 | 31.1 | 211.9089 | 0.2278 | 15815.153 | 0.3124 | 0 | 15815.153 | 5.68 | 4.3798 | 0 | 0 | 0 | 0 | 50298.7984 | -34483.6454 | -49262.3506 | 0 | -31000174.257 | -31000.1743 | -941777.4458 | -30714.8081
8 | 18 | 18 | 30 | 40.3714 | 0.23 | 3042.0878 | 0.35057 | 0 | 3042.0878 | 4.8 | 3.5712 | 0 | 0 | 0 | 0 | 41855.9374 | -38813.8496 | -55448.3566 | 0 | -31055622.6136 | -31055.6226 | -943461.9528 | -30769.746
8 | 18 | 19 | 28.9 | -1.0929 | 0.2322 | -83.1413 | 0.40358 | 0 | -83.1413 | 3.92 | 2.9837 | 0 | 0 | 0 | 0 | 34518.4196 | -34601.5609 | -49430.8013 | 0 | -31105053.4149 | -31105.0534 | -944963.648 | -30818.7218
8 | 18 | 20 | 27.8 | 0 | 0.2344 | 0 | 0.42191 | 0 | 0 | 3.04 | 1.7809 | 0 | 0 | 0 | 0 | 24104.4203 | -24104.4203 | -34434.8861 | 0 | -31139488.301 | -31139.4883 | -946009.7712 | -30852.8397
8 | 18 | 21 | 27.2 | 0 | 0.2356 | 0 | 0.46238 | 0 | 0 | 2.56 | 1.3219 | 0 | 0 | 0 | 0 | 19409.7299 | -19409.7299 | -27728.1855 | 0 | -31167216.4865 | -31167.2165 | -946852.1464 | -30880.3126
8 | 18 | 22 | 26.7 | 0 | 0.2366 | 0 | 0.48527 | 0 | 0 | 2.16 | 1.4014 | 0 | 0 | 0 | 0 | 17807.2255 | -17807.2255 | -25438.8935 | 0 | -31192655.3801 | -31192.6554 | -947624.9736 | -30905.5174
8 | 18 | 23 | 26.1 | 0 | 0.2378 | 0 | 0.49808 | 0 | 0 | 1.68 | 1.0169 | 0 | 0 | 0 | 0 | 13484.4049 | -13484.4049 | -19263.4356 | 0 | -31211918.8157 | -31211.9188 | -948210.1919 | -30924.6035
8 | 19 | 0 | 25.4 | 0 | 0.2392 | 0 | 0.5032 | 0 | 0 | 1.12 | 1.3872 | 0 | 0 | 0 | 0 | 12536.0553 | -12536.0553 | -17908.6504 | 0 | -31229827.4661 | -31229.8275 | -948754.2521 | -30942.3473
8 | 19 | 1 | 24.6 | 0 | 0.24 | 0 | 0.51292 | 0 | 0 | 0.48 | 3.686 | 0 | 0 | 0 | 0 | 20829.9634 | -20829.9634 | -29757.0905 | 0 | -31259584.5566 | -31259.5846 | -949658.265 | -30971.8304
8 | 19 | 2 | 23.9 | 0 | 0.24 | 0 | 0.47359 | 0 | 0 | 0 | 4.6573 | 0 | 0 | 0 | 0 | 23286.3529 | -23286.3529 | -33266.2185 | 0 | -31292850.775 | -31292.8508 | -950668.8843 | -31004.7904
8 | 19 | 3 | 23.9 | 0 | 0.24 | 0 | 0.44054 | 0 | 0 | 0 | 4.5421 | 0 | 0 | 0 | 0 | 22710.2969 | -22710.2969 | -32443.2812 | 0 | -31325294.0563 | -31325.2941 | -951654.503 | -31036.9351
8 | 19 | 4 | 23.9 | 0 | 0.24 | 0 | 0.38866 | 0 | 0 | 0 | 4.0812 | 0 | 0 | 0 | 0 | 20406.0727 | -20406.0727 | -29151.5324 | 0 | -31354445.5886 | -31354.4456 | -952540.1191 | -31065.8182
8 | 19 | 5 | 23.9 | -0.66508 | 0.24 | -52.2942 | 0.35732 | 0 | -52.2942 | 0 | 3.5289 | 0 | 0 | 0 | 0 | 17644.4257 | -17696.7199 | -25281.0284 | 0 | -31379726.617 | -31379.7266 | -953308.1504 | -31090.8666
8 | 19 | 6 | 24.5 | 34.4356 | 0.24 | 2707.6262 | 0.32167 | 0 | 2707.6262 | 0.4 | 2.9733 | 0 | 0 | 0 | 0 | 16866.2787 | -14158.6525 | -20226.6464 | 0 | -31399953.2635 | -31399.9533 | -953922.6308 | -31110.907
8 | 19 | 7 | 25 | 202.5233 | 0.24 | 15924.1674 | 0.3095 | 0 | 15924.1674 | 0.8 | 2.2116 | 0 | 0 | 0 | 0 | 15058.075 | 866.0925 | 0 | 606.2647 | -31399346.9988 | -31399.347 | -953904.2126 | -31110.3063
8 | 19 | 8 | 25.6 | 423.4651 | 0.2388 | 33130.0696 | 0.30582 | 0 | 33130.0696 | 1.28 | 1.5134 | 0 | 0 | 0 | 0 | 13967.1094 | 19162.9602 | 0 | 13414.0722 | -31385932.9266 | -31385.9329 | -953496.6965 | -31097.0157
8 | 19 | 9 | 26.9 | 631.2537 | 0.2362 | 48848.8368 | 0.3315 | 0 | 48848.8368 | 2.32 | 0.68171 | 0 | 0 | 0 | 0 | 15008.5452 | 33840.2916 | 0 | 23688.2041 | -31362244.7225 | -31362.2447 | -952777.0549 | -31073.5456
8 | 19 | 10 | 28.1 | 802.0629 | 0.2338 | 61436.0588 | 0.28066 | 0 | 61436.0588 | 3.28 | 0.25812 | 0 | 0 | 0 | 0 | 17690.5803 | 43745.4785 | 0 | 30621.8349 | -31331622.8876 | -31331.6229 | -951846.7713 | -31043.2056
8 | 19 | 11 | 29.4 | 913.1629 | 0.2312 | 69168.2024 | 0.24539 | 0 | 69168.2024 | 4.32 | 0 | 0 | 0 | 0 | 0 | 21600 | 47568.2024 | 0 | 33297.7417 | -31298325.1459 | -31298.3251 | -950835.1943 | -31010.2144
8 | 19 | 12 | 30 | 925.795 | 0.23 | 69761.063 | 0.22928 | 0 | 69761.063 | 4.8 | 0.084737 | 0 | 0 | 0 | 0 | 24423.6828 | 45337.3802 | 0 | 31736.1661 | -31266588.9797 | -31266.589 | -949871.0576 | -30978.7704
8 | 19 | 13 | 30.5 | 865.1476 | 0.229 | 64907.6785 | 0.21863 | 0 | 64907.6785 | 5.2 | 1.4526 | 0 | 0 | 0 | 0 | 33262.8201 | 31644.8584 | 0 | 22151.4009 | -31244437.5789 | -31244.4376 | -949198.1037 | -30956.8229
8 | 19 | 14 | 31.1 | 755.3779 | 0.2278 | 56375.2389 | 0.232 | 0 | 56375.2389 | 5.68 | 3.0143 | 0 | 0 | 0 | 0 | 43471.6787 | 12903.5603 | 0 | 9032.4922 | -31235405.0867 | -31235.4051 | -948923.6988 | -30947.8736
8 | 19 | 15 | 30.4 | 620.4012 | 0.2292 | 46586.2386 | 0.24577 | 0 | 46586.2386 | 5.12 | 4.3616 | 0 | 0 | 0 | 0 | 47407.8281 | -821.5895 | -1173.6992 | 0 | -31236578.7859 | -31236.5788 | -948959.3555 | -30949.0364
8 | 19 | 16 | 29.6 | 425.7244 | 0.2308 | 32191.0245 | 0.26345 | 0 | 32191.0245 | 4.48 | 5.1389 | 0 | 0 | 0 | 0 | 48094.3742 | -15903.3497 | -22719.0709 | 0 | -31259297.8568 | -31259.2979 | -949649.5551 | -30971.5464
8 | 19 | 17 | 28.9 | 202.8714 | 0.2322 | 15433.111 | 0.26911 | 0 | 15433.111 | 3.92 | 4.9938 | 0 | 0 | 0 | 0 | 44569.1718 | -29136.0608 | -41622.944 | 0 | -31300920.8008 | -31300.9208 | -950914.0496 | -31012.7862
8 | 19 | 18 | 28.2 | 39.4561 | 0.2336 | 3019.6577 | 0.28721 | 0 | 3019.6577 | 3.36 | 3.6052 | 0 | 0 | 0 | 0 | 34825.9862 | -31806.3285 | -45437.6122 | 0 | -31346358.413 | -31346.3584 | -952294.4328 | -31057.8055
8 | 19 | 19 | 27.4 | -1.0118 | 0.2352 | -77.9671 | 0.30538 | 0 | -77.9671 | 2.72 | 2.8131 | 0 | 0 | 0 | 0 | 27665.6223 | -27743.5894 | -39633.6991 | 0 | -31385992.1121 | -31385.9921 | -953498.4945 | -31097.0744
8 | 19 | 20 | 26.7 | 0 | 0.2366 | 0 | 0.35197 | 0 | 0 | 2.16 | 2.4117 | 0 | 0 | 0 | 0 | 22858.2674 | -22858.2674 | -32654.6678 | 0 | -31418646.7799 | -31418.6468 | -954490.5351 | -31129.4284
8 | 19 | 21 | 25.9 | 0 | 0.2382 | 0 | 0.38444 | 0 | 0 | 1.52 | 2.6515 | 0 | 0 | 0 | 0 | 20857.3124 | -20857.3124 | -29796.1606 | 0 | -31448442.9405 | -31448.4429 | -955395.7349 | -31158.9503
8 | 19 | 22 | 25.2 | 0 | 0.2396 | 0 | 0.40351 | 0 | 0 | 0.96 | 3.5317 | 0 | 0 | 0 | 0 | 22458.4386 | -22458.4386 | -32083.4837 | 0 | -31480526.4242 | -31480.5264 | -956370.423 | -31190.7385
8 | 19 | 23 | 24.4 | 0 | 0.24 | 0 | 0.43463 | 0 | 0 | 0.32 | 3.5876 | 0 | 0 | 0 | 0 | 19538.0753 | -19538.0753 | -27911.5361 | 0 | -31508437.9604 | -31508.438 | -957218.3684 | -31218.3931
8 | 20 | 0 | 23.3 | 0 | 0.24 | 0 | 0.421 | 0 | 0 | 0 | 3.1967 | 0 | 0 | 0 | 0 | 15983.5592 | -15983.5592 | -22833.656 | 0 | -31531271.6163 | -31531.2716 | -957912.0491 | -31241.0165
8 | 20 | 1 | 22.2 | 0 | 0.24 | 0 | 0.39536 | 0 | 0 | 0 | 4.6335 | 0 | 0 | 0 | 0 | 23167.7196 | -23167.7196 | -33096.7423 | 0 | -31564368.3586 | -31564.3684 | -958917.5198 | -31273.8086
8 | 20 | 2 | 21.1 | 0 | 0.24 | 0 | 0.39913 | 0 | 0 | 0 | 5.0148 | 0 | 0 | 0 | 0 | 25073.8377 | -25073.8377 | -35819.7682 | 0 | -31600188.1268 | -31600.1881 | -960005.7152 | -31309.2987
8 | 20 | 3 | 21.1 | 0 | 0.24 | 0 | 0.38584 | 0 | 0 | 0 | 4.6541 | 0 | 0 | 0 | 0 | 23270.383 | -23270.383 | -33243.4044 | 0 | -31633431.5311 | -31633.4315 | -961015.6415 | -31342.236
8 | 20 | 4 | 21.1 | 0 | 0.24 | 0 | 0.37541 | 0 | 0 | 0 | 4.0271 | 0 | 0 | 0 | 0 | 20135.7256 | -20135.7256 | -28765.3222 | 0 | -31662196.8534 | -31662.1969 | -961889.5247 | -31370.7366
8 | 20 | 5 | 21.1 | 0 | 0.24 | 0 | 0.36021 | 0 | 0 | 0 | 3.6395 | 0 | 0 | 0 | 0 | 18197.6677 | -18197.6677 | -25996.6681 | 0 | -31688193.5215 | -31688.1935 | -962679.2969 | -31396.4939
8 | 20 | 6 | 21.7 | 23.0222 | 0.24 | 1810.2097 | 0.32871 | 0 | 1810.2097 | 0 | 3.2068 | 0 | 0 | 0 | 0 | 16033.7502 | -14223.5405 | -20319.3436 | 0 | -31708512.8651 | -31708.5129 | -963296.5934 | -31416.6262
8 | 20 | 7 | 22.2 | 185.2288 | 0.24 | 14564.3173 | 0.28517 | 0 | 14564.3173 | 0 | 2.7988 | 0 | 0 | 0 | 0 | 13994.1696 | 570.1477 | 0 | 399.1034 | -31708113.7617 | -31708.1138 | -963284.4687 | -31416.2308
8 | 20 | 8 | 22.8 | 346.9027 | 0.24 | 27276.5407 | 0.24784 | 0 | 27276.5407 | 0 | 2.1726 | 0 | 0 | 0 | 0 | 10862.9342 | 16413.6065 | 0 | 11489.5245 | -31696624.2371 | -31696.6242 | -962935.4199 | -31404.847
8 | 20 | 9 | 24.1 | 488.84 | 0.24 | 38436.8989 | 0.28424 | 0 | 38436.8989 | 0.08 | 1.7857 | 0 | 0 | 0 | 0 | 9328.4205 | 29108.4784 | 0 | 20375.9349 | -31676248.3023 | -31676.2483 | -962316.4041 | -31384.6587
8 | 20 | 10 | 25.4 | 661.6051 | 0.2392 | 51847.8072 | 0.23923 | 0 | 51847.8072 | 1.12 | 0.95351 | 0 | 0 | 0 | 0 | 10367.575 | 41480.2322 | 0 | 29036.1625 | -31647212.1397 | -31647.2121 | -961434.2929 | -31355.8898
8 | 20 | 11 | 26.7 | 733.5761 | 0.2366 | 56863.0732 | 0.18812 | 0 | 56863.0732 | 2.16 | 0.29519 | 0 | 0 | 0 | 0 | 12275.9467 | 44587.1265 | 0 | 31210.9886 | -31616001.1512 | -31616.0012 | -960486.1109 | -31324.9661
8 | 20 | 12 | 27.6 | 706.1058 | 0.2348 | 54317.3146 | 0.18261 | 0 | 54317.3146 | 2.88 | 0.36978 | 0 | 0 | 0 | 0 | 16248.9153 | 38068.3992 | 0 | 26647.8794 | -31589353.2717 | -31589.3533 | -959676.5551 | -31298.5635
8 | 20 | 13 | 28.5 | 770.9183 | 0.233 | 58848.4047 | 0.17615 | 0 | 58848.4047 | 3.6 | 0.93305 | 0 | 0 | 0 | 0 | 22665.2742 | 36183.1305 | 0 | 25328.1913 | -31564025.0804 | -31564.0251 | -958907.0911 | -31273.4685
8 | 20 | 14 | 29.4 | 672.9652 | 0.2312 | 50974.247 | 0.17751 | 0 | 50974.247 | 4.32 | 3.0256 | 0 | 0 | 0 | 0 | 36727.7791 | 14246.4679 | 0 | 9972.5276 | -31554052.5528 | -31554.0526 | -958604.1282 | -31263.5878
8 | 20 | 15 | 29.2 | 319.8075 | 0.2316 | 24265.9659 | 0.18664 | 0 | 24265.9659 | 4.16 | 6.838 | 0 | 0 | 0 | 0 | 54989.857 | -30723.8911 | -43891.273 | 0 | -31597943.8258 | -31597.9438 | -959937.5339 | -31307.075
8 | 20 | 16 | 29.1 | 186.0614 | 0.2318 | 14129.9307 | 0.21944 | 0 | 14129.9307 | 4.08 | 8.6549 | 0 | 0 | 0 | 0 | 63674.3099 | -49544.3792 | -70777.6846 | 0 | -31668721.5104 | -31668.7215 | -962087.7421 | -31377.2012
8 | 20 | 17 | 28.9 | 113.9417 | 0.2322 | 8667.9285 | 0.23934 | 0 | 8667.9285 | 3.92 | 8.3847 | 0 | 0 | 0 | 0 | 61523.471 | -52855.5424 | -75507.9178 | 0 | -31744229.4282 | -31744.2294 | -964381.6535 | -31452.014
8 | 20 | 18 | 27.6 | 40.9559 | 0.2348 | 3150.5384 | 0.26912 | 0 | 3150.5384 | 2.88 | 7.8323 | 0 | 0 | 0 | 0 | 53561.3776 | -50410.8392 | -72015.4845 | 0 | -31816244.9127 | -31816.2449 | -966569.4657 | -31523.3666
8 | 20 | 19 | 26.3 | -0.87693 | 0.2374 | -68.2049 | 0.25546 | 0 | -68.2049 | 1.84 | 6.6855 | 0 | 0 | 0 | 0 | 42627.7475 | -42695.9524 | -60994.2178 | 0 | -31877239.1304 | -31877.2391 | -968422.4546 | -31583.7993
8 | 20 | 20 | 25 | 0 | 0.24 | 0 | 0.26114 | 0 | 0 | 0.8 | 4.9965 | 0 | 0 | 0 | 0 | 28982.6615 | -28982.6615 | -41403.8022 | 0 | -31918642.9326 | -31918.6429 | -969680.2916 | -31624.822
8 | 20 | 21 | 24.6 | 0 | 0.24 | 0 | 0.28738 | 0 | 0 | 0.48 | 4.0964 | 0 | 0 | 0 | 0 | 22882.0917 | -22882.0917 | -32688.7025 | 0 | -31951331.6351 | -31951.3316 | -970673.3661 | -31657.2098
8 | 20 | 22 | 24.3 | 0 | 0.24 | 0 | 0.31643 | 0 | 0 | 0.24 | 4.2914 | 0 | 0 | 0 | 0 | 22657.0283 | -22657.0283 | -32367.1833 | 0 | -31983698.8184 | -31983.6988 | -971656.673 | -31689.279
8 | 20 | 23 | 23.9 | 0 | 0.24 | 0 | 0.33664 | 0 | 0 | 0 | 3.6023 | 0 | 0 | 0 | 0 | 18011.7328 | -18011.7328 | -25731.0468 | 0 | -32009429.8652 | -32009.4299 | -972438.3757 | -31714.7732
8 | 21 | 0 | 24.1 | 0 | 0.24 | 0 | 0.35227 | 0 | 0 | 0.08 | 2.8616 | 0 | 0 | 0 | 0 | 14707.9855 | -14707.9855 | -21011.4079 | 0 | -32030441.2731 | -32030.4413 | -973076.6969 | -31735.5912
8 | 21 | 1 | 24.2 | 0 | 0.24 | 0 | 0.33923 | 0 | 0 | 0.16 | 4.5198 | 0 | 0 | 0 | 0 | 23398.752 | -23398.752 | -33426.7885 | 0 | -32063868.0616 | -32063.8681 | -974092.1943 | -31768.7103
8 | 21 | 2 | 24.4 | 0 | 0.24 | 0 | 0.33126 | 0 | 0 | 0.32 | 4.9364 | 0 | 0 | 0 | 0 | 26281.9236 | -26281.9236 | -37545.6051 | 0 | -32101413.6667 | -32101.4137 | -975232.8203 | -31805.9103
8 | 21 | 3 | 24.2 | 0 | 0.24 | 0 | 0.3252 | 0 | 0 | 0.16 | 4.6183 | 0 | 0 | 0 | 0 | 23891.5365 | -23891.5365 | -34130.7665 | 0 | -32135544.4332 | -32135.5444 | -976269.7043 | -31839.7268
8 | 21 | 4 | 24.1 | 0 | 0.24 | 0 | 0.31437 | 0 | 0 | 0.08 | 4.1862 | 0 | 0 | 0 | 0 | 21330.9191 | -21330.9191 | -30472.7415 | 0 | -32166017.1747 | -32166.0172 | -977195.4585 | -31869.9191
8 | 21 | 5 | 23.9 | 0 | 0.24 | 0 | 0.29857 | 0 | 0 | 0 | 3.4312 | 0 | 0 | 0 | 0 | 17156.204 | -17156.204 | -24508.8628 | 0 | -32190526.0376 | -32190.526 | -977940.0315 | -31894.2023
8 | 21 | 6 | 25 | 8.2222 | 0.24 | 646.5035 | 0.26979 | 0 | 646.5035 | 0.8 | 2.3394 | 0 | 0 | 0 | 0 | 15696.8698 | -15050.3663 | -21500.5233 | 0 | -32212026.5609 | -32212.0266 | -978593.212 | -31915.5049
8 | 21 | 7 | 26.1 | 33.7111 | 0.2378 | 2626.3665 | 0.21837 | 0 | 2626.3665 | 1.68 | 1.6696 | 0 | 0 | 0 | 0 | 16747.9621 | -14121.5956 | -20173.708 | 0 | -32232200.2689 | -32232.2003 | -979206.0841 | -31935.4929
8 | 21 | 8 | 27.2 | 65.7778 | 0.2356 | 5077.2072 | 0.15207 | 0 | 5077.2072 | 2.56 | 0.7306 | 0 | 0 | 0 | 0 | 16453.0224 | -11375.8152 | -16251.1645 | 0 | -32248451.4334 | -32248.4514 | -979699.7904 | -31951.5945
8 | 21 | 9 | 27.8 | 152.6727 | 0.2344 | 11724.3651 | 0.19453 | 0 | 11724.3651 | 3.04 | 0.35523 | 0 | 0 | 0 | 0 | 16976.1544 | -5251.7893 | -7502.5561 | 0 | -32255953.9895 | -32255.954 | -979927.7161 | -31959.028
8 | 21 | 10 | 28.3 | 334.0541 | 0.2334 | 25543.9483 | 0.169 | 0 | 25543.9483 | 3.44 | 0.82327 | 0 | 0 | 0 | 0 | 21316.3509 | 4227.5974 | 0 | 2959.3182 | -32252994.6714 | -32252.9947 | -979837.8128 | -31956.0959
8 | 21 | 11 | 28.9 | 893.0616 | 0.2322 | 67938.201 | 0.14342 | 0 | 67938.201 | 3.92 | 2.5299 | 0 | 0 | 0 | 0 | 32249.5573 | 35688.6437 | 0 | 24982.0506 | -32228012.6208 | -32228.0126 | -979078.8644 | -31931.3438
8 | 21 | 12 | 28.7 | 953.4865 | 0.2326 | 72659.8757 | 0.15258 | 0 | 72659.8757 | 3.76 | 4.4939 | 0 | 0 | 0 | 0 | 41269.6429 | 31390.2328 | 0 | 21973.163 | -32206039.4578 | -32206.0395 | -978411.3253 | -31909.5729
8 | 21 | 13 | 28.5 | 917.8246 | 0.233 | 70062.5605 | 0.16156 | 0 | 70062.5605 | 3.6 | 5.3677 | 0 | 0 | 0 | 0 | 44838.299 | 25224.2615 | 0 | 17656.983 | -32188382.4747 | -32188.3825 | -977874.9106 | -31892.0785
8 | 21 | 14 | 28.3 | 770.6144 | 0.2334 | 58926.1934 | 0.17838 | 0 | 58926.1934 | 3.44 | 7.0173 | 0 | 0 | 0 | 0 | 52286.4931 | 6639.7003 | 0 | 4647.7902 | -32183734.6845 | -32183.7347 | -977733.7119 | -31887.4735
8 | 21 | 15 | 27.8 | 594.9709 | 0.2344 | 45690.2712 | 0.19342 | 0 | 45690.2712 | 3.04 | 9.5872 | 0 | 0 | 0 | 0 | 63135.925 | -17445.6538 | -24922.3626 | 0 | -32208657.0471 | -32208.657 | -978490.847 | -31912.1664
8 | 21 | 16 | 27.2 | 406.924 | 0.2356 | 31409.3542 | 0.2463 | 0 | 31409.3542 | 2.56 | 10.6018 | 0 | 0 | 0 | 0 | 65809.0485 | -34399.6943 | -49142.4204 | 0 | -32257799.4675 | -32257.7995 | -979983.7813 | -31960.8565
8 | 21 | 17 | 26.7 | 212.879 | 0.2366 | 16501.2957 | 0.30837 | 0 | 16501.2957 | 2.16 | 8.9132 | 0 | 0 | 0 | 0 | 55366.08 | -38864.7843 | -55521.1205 | 0 | -32313320.588 | -32313.3206 | -981670.4989 | -32015.8665
8 | 21 | 18 | 26.1 | 36.4428 | 0.2378 | 2839.19 | 0.36082 | 0 | 2839.19 | 1.68 | 8.1912 | 0 | 0 | 0 | 0 | 49356.1567 | -46516.9667 | -66452.8096 | 0 | -32379773.3976 | -32379.7734 | -983689.3184 | -32081.7076
8 | 21 | 19 | 25.6 | -0.98538 | 0.2388 | -77.092 | 0.37536 | 0 | -77.092 | 1.28 | 7.1585 | 0 | 0 | 0 | 0 | 42192.7151 | -42269.8071 | -60385.4387 | 0 | -32440158.8363 | -32440.1588 | -985523.8127 | -32141.5372
8 | 21 | 20 | 25 | 0 | 0.24 | 0 | 0.39858 | 0 | 0 | 0.8 | 4.8923 | 0 | 0 | 0 | 0 | 28461.3593 | -28461.3593 | -40659.0848 | 0 | -32480817.9211 | -32480.8179 | -986759.0255 | -32181.822
8 | 21 | 21 | 24.8 | 0 | 0.24 | 0 | 0.44482 | 0 | 0 | 0.64 | 4.4391 | 0 | 0 | 0 | 0 | 25395.6749 | -25395.6749 | -36279.5356 | 0 | -32517097.4567 | -32517.0975 | -987861.1886 | -32217.7675
8 | 21 | 22 | 24.6 | 0 | 0.24 | 0 | 0.45758 | 0 | 0 | 0.48 | 4.0789 | 0 | 0 | 0 | 0 | 22794.2575 | -22794.2575 | -32563.2249 | 0 | -32549660.6816 | -32549.6607 | -988850.4511 | -32250.031
8 | 21 | 23 | 24.4 | 0 | 0.24 | 0 | 0.46192 | 0 | 0 | 0.32 | 3.383 | 0 | 0 | 0 | 0 | 18514.8629 | -18514.8629 | -26449.8041 | 0 | -32576110.4857 | -32576.1105 | -989653.9894 | -32276.2373
8 | 22 | 0 | 24.6 | 0 | 0.24 | 0 | 0.44509 | 0 | 0 | 0.48 | 2.9464 | 0 | 0 | 0 | 0 | 17131.7976 | -17131.7976 | -24473.9965 | 0 | -32600584.4822 | -32600.5845 | -990397.5033 | -32300.486
8 | 22 | 1 | 24.8 | 0 | 0.24 | 0 | 0.3871 | 0 | 0 | 0.64 | 4.2391 | 0 | 0 | 0 | 0 | 24395.2766 | -24395.2766 | -34850.3951 | 0 | -32635434.8774 | -32635.4349 | -991456.2494 | -32335.0156
8 | 22 | 2 | 25 | 0 | 0.24 | 0 | 0.35411 | 0 | 0 | 0.8 | 4.4579 | 0 | 0 | 0 | 0 | 26289.4569 | -26289.4569 | -37556.367 | 0 | -32672991.2444 | -32672.9912 | -992597.2024 | -32372.2263
8 | 22 | 3 | 24.8 | 0 | 0.24 | 0 | 0.33373 | 0 | 0 | 0.64 | 4.2892 | 0 | 0 | 0 | 0 | 24646.2317 | -24646.2317 | -35208.9024 | 0 | -32708200.1468 | -32708.2001 | -993666.8399 | -32407.1111
8 | 22 | 4 | 24.6 | 0 | 0.24 | 0 | 0.28594 | 0 | 0 | 0.48 | 3.7654 | 0 | 0 | 0 | 0 | 21226.9287 | -21226.9287 | -30324.1839 | 0 | -32738524.3307 | -32738.5243 | -994588.0809 | -32437.1561
8 | 22 | 5 | 24.4 | 0 | 0.24 | 0 | 0.26109 | 0 | 0 | 0.32 | 3.5434 | 0 | 0 | 0 | 0 | 19316.7785 | -19316.7785 | -27595.3979 | 0 | -32766119.7285 | -32766.1197 | -995426.4221 | -32464.4975
8 | 22 | 6 | 25.3 | 38.6895 | 0.2394 | 3034.5016 | 0.24004 | 0 | 3034.5016 | 1.04 | 2.1521 | 0 | 0 | 0 | 0 | 15960.7172 | -12926.2156 | -18466.0223 | 0 | -32784585.7508 | -32784.5858 | -995987.4152 | -32482.7935
8 | 22 | 7 | 26.3 | 190.8955 | 0.2374 | 14847.2787 | 0.19981 | 0 | 14847.2787 | 1.84 | 1.1422 | 0 | 0 | 0 | 0 | 14910.8962 | -63.6175 | -90.8821 | 0 | -32784676.6329 | -32784.6766 | -995990.1762 | -32482.8836
8 | 22 | 8 | 27.2 | 405.9698 | 0.2356 | 31335.7011 | 0.15141 | 0 | 31335.7011 | 2.56 | 0.29782 | 0 | 0 | 0 | 0 | 14289.1049 | 17046.5962 | 0 | 11932.6173 | -32772744.0156 | -32772.744 | -995627.6663 | -32471.0608
8 | 22 | 9 | 29.1 | 588.8619 | 0.2318 | 44719.5346 | 0.16345 | 0 | 44719.5346 | 4.08 | 0 | 0 | 0 | 0 | 0 | 20400 | 24319.5346 | 0 | 17023.6742 | -32755720.3414 | -32755.7203 | -995110.4914 | -32454.1938
8 | 22 | 10 | 30.9 | 737.8125 | 0.2282 | 55160.9936 | 0.13898 | 0 | 55160.9936 | 5.52 | 0 | 0 | 0 | 0 | 0 | 27600 | 27560.9936 | 0 | 19292.6955 | -32736427.6459 | -32736.4276 | -994524.3842 | -32435.0787
8 | 22 | 11 | 32.8 | 852.1513 | 0.2244 | 62648.3972 | 0.11441 | 0 | 62648.3972 | 7.04 | 0 | 0 | 0 | 0 | 0 | 35200 | 27448.3972 | 0 | 19213.878 | -32717213.7678 | -32717.2138 | -993940.6714 | -32416.0417
8 | 22 | 12 | 30.8 | 927.6576 | 0.2284 | 69415.1376 | 0.10893 | 0 | 69415.1376 | 5.44 | 0 | 0 | 0 | 0 | 0 | 27200 | 42215.1376 | 0 | 29550.5964 | -32687663.1715 | -32687.6632 | -993042.9318 | -32386.7632
8 | 22 | 13 | 28.7 | 897.0182 | 0.2326 | 68356.7452 | 0.12932 | 0 | 68356.7452 | 3.76 | 3.8779 | 0 | 0 | 0 | 0 | 38189.7392 | 30167.006 | 0 | 21116.9042 | -32666546.2673 | -32666.5463 | -992401.4056 | -32365.8406
8 | 22 | 14 | 26.7 | 757.0776 | 0.2366 | 58684.7861 | 0.17382 | 0 | 58684.7861 | 2.16 | 8.441 | 0 | 0 | 0 | 0 | 53004.8205 | 5679.9655 | 0 | 3975.9759 | -32662570.2914 | -32662.5703 | -992280.6164 | -32361.9013
8 | 22 | 15 | 26.1 | 630.7647 | 0.2378 | 49141.6396 | 0.19573 | 0 | 49141.6396 | 1.68 | 10.957 | 0 | 0 | 0 | 0 | 63184.924 | -14043.2844 | -20061.8348 | 0 | -32682632.1263 | -32682.6321 | -992890.0899 | -32381.7784
8 | 22 | 16 | 25.6 | 407.1787 | 0.2388 | 31855.8945 | 0.23471 | 0 | 31855.8945 | 1.28 | 11.2149 | 0 | 0 | 0 | 0 | 62474.451 | -30618.5565 | -43740.795 | 0 | -32726372.9213 | -32726.3729 | -994218.9242 | -32425.1166
8 | 22 | 17 | 25 | 201.6623 | 0.24 | 15856.4641 | 0.31336 | 0 | 15856.4641 | 0.8 | 10.4758 | 0 | 0 | 0 | 0 | 56378.9748 | -40522.5106 | -57889.3009 | 0 | -32784262.2221 | -32784.2622 | -995977.5865 | -32482.473
8 | 22 | 18 | 24.8 | 35.2028 | 0.24 | 2767.9509 | 0.35712 | 0 | 2767.9509 | 0.64 | 9.4418 | 0 | 0 | 0 | 0 | 50409.0553 | -47641.1044 | -68058.7206 | 0 | -32852320.9427 | -32852.3209 | -998045.1932 | -32549.9052
8 | 22 | 19 | 24.6 | -0.73177 | 0.24 | -57.5381 | 0.3701 | 0 | -57.5381 | 0.48 | 7.6315 | 0 | 0 | 0 | 0 | 40557.3165 | -40614.8546 | -58021.2208 | 0 | -32910342.1636 | -32910.3422 | -999807.8632 | -32607.3923
8 | 22 | 20 | 24.4 | 0 | 0.24 | 0 | 0.40881 | 0 | 0 | 0.32 | 5.553 | 0 | 0 | 0 | 0 | 29365.2493 | -29365.2493 | -41950.3562 | 0 | -32952292.5197 | -32952.2925 | -1001082.3044 | -32648.9565
8 | 22 | 21 | 24.6 | 0 | 0.24 | 0 | 0.46644 | 0 | 0 | 0.48 | 4.3145 | 0 | 0 | 0 | 0 | 23972.6058 | -23972.6058 | -34246.5797 | 0 | -32986539.0994 | -32986.5391 | -1002122.7068 | -32682.8878
8 | 22 | 22 | 24.8 | 0 | 0.24 | 0 | 0.47981 | 0 | 0 | 0.64 | 3.9806 | 0 | 0 | 0 | 0 | 23102.8578 | -23102.8578 | -33004.0825 | 0 | -33019543.1819 | -33019.5432 | -1003125.3625 | -32715.5881
8 | 22 | 23 | 25 | 0 | 0.24 | 0 | 0.46747 | 0 | 0 | 0.8 | 2.9455 | 0 | 0 | 0 | 0 | 18727.7231 | -18727.7231 | -26753.8902 | 0 | -33046297.0721 | -33046.2971 | -1003938.1389 | -32742.0957
8 | 23 | 0 | 24.4 | 0 | 0.24 | 0 | 0.48509 | 0 | 0 | 0.32 | 2.8183 | 0 | 0 | 0 | 0 | 15691.6179 | -15691.6179 | -22416.5969 | 0 | -33068713.669 | -33068.7137 | -1004619.1494 | -32764.306
8 | 23 | 1 | 23.9 | 0 | 0.24 | 0 | 0.49481 | 0 | 0 | 0 | 4.5861 | 0 | 0 | 0 | 0 | 22930.4529 | -22930.4529 | -32757.7899 | 0 | -33101471.459 | -33101.4715 | -1005614.3228 | -32796.7622
8 | 23 | 2 | 23.3 | 0 | 0.24 | 0 | 0.43513 | 0 | 0 | 0 | 5.1005 | 0 | 0 | 0 | 0 | 25502.7428 | -25502.7428 | -36432.4898 | 0 | -33137903.9487 | -33137.9039 | -1006721.1326 | -32832.8593
8 | 23 | 3 | 23.5 | 0 | 0.24 | 0 | 0.40003 | 0 | 0 | 0 | 4.7996 | 0 | 0 | 0 | 0 | 23998.1529 | -23998.1529 | -34283.0755 | 0 | -33172187.0242 | -33172.187 | -1007762.6438 | -32866.8268
8 | 23 | 4 | 23.7 | 0 | 0.24 | 0 | 0.37376 | 0 | 0 | 0 | 4.1284 | 0 | 0 | 0 | 0 | 20642.1986 | -20642.1986 | -29488.8552 | 0 | -33201675.8794 | -33201.6759 | -1008658.5077 | -32896.0442
8 | 23 | 5 | 23.9 | 0 | 0.24 | 0 | 0.37477 | 0 | 0 | 0 | 3.5031 | 0 | 0 | 0 | 0 | 17515.5261 | -17515.5261 | -25022.1801 | 0 | -33226698.0595 | -33226.6981 | -1009418.6752 | -32920.8361
8 | 23 | 6 | 25 | 25.4889 | 0.24 | 2004.1607 | 0.33908 | 0 | 2004.1607 | 0.8 | 2.2634 | 0 | 0 | 0 | 0 | 15317.015 | -13312.8543 | -19018.3632 | 0 | -33245716.4227 | -33245.7164 | -1009996.4483 | -32939.6794
8 | 23 | 7 | 26.1 | 191.2085 | 0.2378 | 14896.6793 | 0.29963 | 0 | 14896.6793 | 1.68 | 1.4964 | 0 | 0 | 0 | 0 | 15882.1669 | -985.4876 | -1407.8395 | 0 | -33247124.2622 | -33247.1243 | -1010039.2181 | -32941.0742
8 | 23 | 8 | 27.2 | 362.5579 | 0.2356 | 27984.8583 | 0.22565 | 0 | 27984.8583 | 2.56 | 0.84422 | 0 | 0 | 0 | 0 | 17021.0935 | 10963.7648 | 0 | 7674.6353 | -33239449.6268 | -33239.4496 | -1009806.0646 | -32933.4702
8 | 23 | 9 | 28.7 | 581.2798 | 0.2326 | 44296.0825 | 0.25809 | 0 | 44296.0825 | 3.76 | 0.25256 | 0 | 0 | 0 | 0 | 20062.7953 | 24233.2872 | 0 | 16963.3011 | -33222486.3258 | -33222.4863 | -1009290.7238 | -32916.6631
8 | 23 | 10 | 30.2 | 376.0556 | 0.2296 | 28287.4844 | 0.27704 | 0 | 28287.4844 | 4.96 | 0 | 0 | 0 | 0 | 0 | 24800 | 3487.4844 | 0 | 2441.2391 | -33220045.0867 | -33220.0451 | -1009216.5596 | -32914.2443
8 | 23 | 11 | 31.7 | 861.0768 | 0.2266 | 63925.2153 | 0.26393 | 0 | 63925.2153 | 6.16 | 0 | 0 | 0 | 0 | 0 | 30800 | 33125.2153 | 0 | 23187.6507 | -33196857.436 | -33196.8574 | -1008512.1246 | -32891.2701
8 | 23 | 12 | 32.8 | 918.0972 | 0.2244 | 67496.607 | 0.25425 | 0 | 67496.607 | 7.04 | 0 | 0 | 0 | 0 | 0 | 35200 | 32296.607 | 0 | 22607.6249 | -33174249.8111 | -33174.2498 | -1007825.3107 | -32868.8706
8 | 23 | 13 | 33.9 | 899.7908 | 0.2222 | 65502.2189 | 0.23759 | 0 | 65502.2189 | 7.92 | 0 | 0 | 0 | 0 | 0 | 39600 | 25902.2189 | 0 | 18131.5532 | -33156118.2579 | -33156.1183 | -1007274.4787 | -32850.906
8 | 23 | 14 | 35 | 732.9535 | 0.22 | 52828.6494 | 0.26575 | 0 | 52828.6494 | 8.8 | 1.8112 | 0 | 0 | 0 | 0 | 53055.799 | -227.1496 | -324.4994 | 0 | -33156442.7573 | -33156.4428 | -1007284.3369 | -32851.2275
8 | 23 | 15 | 34.6 | 627.7991 | 0.2208 | 45414.0419 | 0.29792 | 0 | 45414.0419 | 8.48 | 4.8978 | 0 | 0 | 0 | 0 | 66889.0499 | -21475.008 | -30678.5829 | 0 | -33187121.3402 | -33187.1213 | -1008216.3445 | -32881.6237
8 | 23 | 16 | 34.3 | 403.2449 | 0.2214 | 29249.3996 | 0.33835 | 0 | 29249.3996 | 8.24 | 5.2637 | 0 | 0 | 0 | 0 | 67518.3746 | -38268.9749 | -54669.9642 | 0 | -33241791.3044 | -33241.7913 | -1009877.2042 | -32935.7904
8 | 23 | 17 | 33.9 | 191.9164 | 0.2222 | 13970.971 | 0.38101 | 0 | 13970.971 | 7.92 | 4.1635 | 0 | 0 | 0 | 0 | 60417.4065 | -46446.4355 | -66352.0507 | 0 | -33308143.3551 | -33308.1434 | -1011892.9627 | -33001.5316
8 | 23 | 18 | 32.8 | 34.0958 | 0.2244 | 2506.6521 | 0.42465 | 0 | 2506.6521 | 7.04 | 3.8429 | 0 | 0 | 0 | 0 | 54414.5136 | -51907.8615 | -74154.0878 | 0 | -33382297.4429 | -33382.2974 | -1014145.7451 | -33075.0031
8 | 23 | 19 | 31.7 | -0.48298 | 0.2266 | -35.8562 | 0.41783 | 0 | -35.8562 | 6.16 | 2.4423 | 0 | 0 | 0 | 0 | 43011.523 | -43047.3791 | -61496.2559 | 0 | -33443793.6988 | -33443.7937 | -1016013.9858 | -33135.9333
8 | 23 | 20 | 30.6 | 0 | 0.2288 | 0 | 0.49042 | 0 | 0 | 5.28 | 0.95319 | 0 | 0 | 0 | 0 | 31165.9388 | -31165.9388 | -44522.7697 | 0 | -33488316.4685 | -33488.3165 | -1017366.5763 | -33180.0462
8 | 23 | 21 | 30 | 0 | 0.23 | 0 | 0.53332 | 0 | 0 | 4.8 | 0.11052 | 0 | 0 | 0 | 0 | 24552.5825 | -24552.5825 | -35075.1178 | 0 | -33523391.5863 | -33523.3916 | -1018432.1495 | -33214.7984
8 | 23 | 22 | 29.5 | 0 | 0.231 | 0 | 0.54898 | 0 | 0 | 4.4 | 0 | 0 | 0 | 0 | 0 | 22000 | -22000 | -31428.5714 | 0 | -33554820.1577 | -33554.8202 | -1019386.9415 | -33245.9377
8 | 23 | 23 | 28.9 | 0 | 0.2322 | 0 | 0.4946 | 0 | 0 | 3.92 | 0 | 0 | 0 | 0 | 0 | 19600 | -19600 | -28000 | 0 | -33582820.1577 | -33582.8202 | -1020237.5744 | -33273.6799
8 | 24 | 0 | 28 | 0 | 0.234 | 0 | 0.4778 | 0 | 0 | 3.2 | 0.14881 | 0 | 0 | 0 | 0 | 16744.0605 | -16744.0605 | -23920.0865 | 0 | -33606740.2442 | -33606.7402 | -1020964.2606 | -33297.3798
8 | 24 | 1 | 27 | 0 | 0.236 | 0 | 0.44759 | 0 | 0 | 2.4 | 2.2732 | 0 | 0 | 0 | 0 | 23366.2258 | -23366.2258 | -33380.3225 | 0 | -33640120.5667 | -33640.1206 | -1021978.3463 | -33330.4529
8 | 24 | 2 | 26.1 | 0 | 0.2378 | 0 | 0.4338 | 0 | 0 | 1.68 | 3.2214 | 0 | 0 | 0 | 0 | 24507.0378 | -24507.0378 | -35010.054 | 0 | -33675130.6207 | -33675.1306 | -1023041.9429 | -33365.1407
8 | 24 | 3 | 25.7 | 0 | 0.2386 | 0 | 0.41208 | 0 | 0 | 1.36 | 3.2608 | 0 | 0 | 0 | 0 | 23103.8914 | -23103.8914 | -33005.5592 | 0 | -33708136.1799 | -33708.1362 | -1024044.6434 | -33397.8424
8 | 24 | 4 | 25.4 | 0 | 0.2392 | 0 | 0.38907 | 0 | 0 | 1.12 | 3.0604 | 0 | 0 | 0 | 0 | 20901.9861 | -20901.9861 | -29859.9802 | 0 | -33737996.1601 | -33737.9962 | -1024951.7821 | -33427.4275
8 | 24 | 5 | 25 | 0 | 0.24 | 0 | 0.38859 | 0 | 0 | 0.8 | 2.873 | 0 | 0 | 0 | 0 | 18364.9789 | -18364.9789 | -26235.6842 | 0 | -33764231.8443 | -33764.2318 | -1025748.8155 | -33453.4217
8 | 24 | 6 | 26.5 | 32.0667 | 0.237 | 2489.8465 | 0.37606 | 0 | 2489.8465 | 2 | 1.3352 | 0 | 0 | 0 | 0 | 16676.1768 | -14186.3304 | -20266.1862 | 0 | -33784498.0305 | -33784.498 | -1026364.4971 | -33473.5013
8 | 24 | 7 | 27.9 | 187.2214 | 0.2342 | 14365.2347 | 0.32246 | 0 | 14365.2347 | 3.12 | 0.52271 | 0 | 0 | 0 | 0 | 18213.554 | -3848.3193 | -5497.599 | 0 | -33789995.6295 | -33789.9956 | -1026531.5128 | -33478.9483
8 | 24 | 8 | 29.4 | 400.8973 | 0.2312 | 30366.2615 | 0.2936 | 0 | 30366.2615 | 4.32 | 0 | 0 | 0 | 0 | 0 | 21600 | 8766.2615 | 0 | 6136.3831 | -33783859.2464 | -33783.8592 | -1026345.091 | -33472.8684
8 | 24 | 9 | 31.3 | 603.4217 | 0.2274 | 44955.3909 | 0.33383 | 0 | 44955.3909 | 5.84 | 0 | 0 | 0 | 0 | 0 | 29200 | 15755.3909 | 0 | 11028.7736 | -33772830.4728 | -33772.8305 | -1026010.0397 | -33461.9412
8 | 24 | 10 | 33.1 | 732.2498 | 0.2238 | 53689.5512 | 0.31229 | 0 | 53689.5512 | 7.28 | 0 | 0 | 0 | 0 | 0 | 36400 | 17289.5512 | 0 | 12102.6858 | -33760727.787 | -33760.7278 | -1025642.3631 | -33449.9499
8 | 24 | 11 | 35 | 850.936 | 0.22 | 61332.4028 | 0.26836 | 0 | 61332.4028 | 8.8 | 0 | 0 | 0 | 0 | 0 | 44000 | 17332.4028 | 0 | 12132.682 | -33748595.105 | -33748.5951 | -1025273.7753 | -33437.9289
8 | 24 | 12 | 35.6 | 860.5669 | 0.2188 | 61688.2342 | 0.22069 | 0 | 61688.2342 | 9.28 | 0 | 0 | 0 | 0 | 0 | 46400 | 15288.2342 | 0 | 10701.764 | -33737893.341 | -33737.8933 | -1024948.6585 | -33427.3256
8 | 24 | 13 | 36.1 | 868.6123 | 0.2178 | 61980.3809 | 0.19321 | 0 | 61980.3809 | 9.68 | 0 | 0 | 0 | 0 | 0 | 48400 | 13580.3809 | 0 | 9506.2666 | -33728387.0744 | -33728.3871 | -1024659.8605 | -33417.9069
8 | 24 | 14 | 36.7 | 756.9406 | 0.2166 | 53714.3947 | 0.20634 | 0 | 53714.3947 | 10.16 | 0.79133 | 0 | 0 | 0 | 0 | 54756.6415 | -1042.2469 | -1488.9241 | 0 | -33729875.9985 | -33729.876 | -1024705.0936 | -33419.3821
8 | 24 | 15 | 35.6 | 617.5987 | 0.2188 | 44271.4881 | 0.20868 | 0 | 44271.4881 | 9.28 | 4.4577 | 0 | 0 | 0 | 0 | 68688.7101 | -24417.222 | -34881.7457 | 0 | -33764757.7442 | -33764.7577 | -1025764.7922 | -33453.9427
8 | 24 | 16 | 34.4 | 401.1046 | 0.2212 | 29067.8648 | 0.22723 | 0 | 29067.8648 | 8.32 | 5.4017 | 0 | 0 | 0 | 0 | 68608.6232 | -39540.7584 | -56486.7978 | 0 | -33821244.542 | -33821.2445 | -1027480.8468 | -33509.9096
8 | 24 | 17 | 33.3 | 186.9091 | 0.2234 | 13679.9364 | 0.27515 | 0 | 13679.9364 | 7.44 | 4.6855 | 0 | 0 | 0 | 0 | 60627.7478 | -46947.8113 | -67068.3019 | 0 | -33888312.8439 | -33888.3128 | -1029518.3649 | -33576.3605
8 | 24 | 18 | 31.1 | 31.1274 | 0.2278 | 2323.0952 | 0.32434 | 0 | 2323.0952 | 5.68 | 4.247 | 0 | 0 | 0 | 0 | 49634.9081 | -47311.8129 | -67588.3041 | 0 | -33955901.148 | -33955.9011 | -1031571.6804 | -33643.3266
8 | 24 | 19 | 28.9 | -0.11953 | 0.2322 | -9.0928 | 0.3788 | 0 | -9.0928 | 3.92 | 3.6346 | 0 | 0 | 0 | 0 | 37772.8511 | -37781.944 | -53974.2056 | 0 | -34009875.3536 | -34009.8754 | -1033211.4031 | -33696.804
8 | 24 | 20 | 26.7 | 0 | 0.2366 | 0 | 0.43064 | 0 | 0 | 2.16 | 2.8139 | 0 | 0 | 0 | 0 | 24869.3304 | -24869.3304 | -35527.6149 | 0 | -34045402.9685 | -34045.403 | -1034290.7231 | -33732.0045
8 | 24 | 21 | 26.5 | 0 | 0.237 | 0 | 0.50028 | 0 | 0 | 2 | 3.1382 | 0 | 0 | 0 | 0 | 25691.1688 | -25691.1688 | -36701.6698 | 0 | -34082104.6383 | -34082.1046 | -1035405.7105 | -33768.3684
8 | 24 | 22 | 26.3 | 0 | 0.2374 | 0 | 0.52307 | 0 | 0 | 1.84 | 2.9333 | 0 | 0 | 0 | 0 | 23866.5715 | -23866.5715 | -34095.1022 | 0 | -34116199.7405 | -34116.1997 | -1036441.5111 | -33802.1496
8 | 24 | 23 | 26.1 | 0 | 0.2378 | 0 | 0.54165 | 0 | 0 | 1.68 | 2.2844 | 0 | 0 | 0 | 0 | 19822.1622 | -19822.1622 | -28317.3745 | 0 | -34144517.1151 | -34144.5171 | -1037301.7858 | -33830.2063
8 | 25 | 0 | 25.5 | 0 | 0.239 | 0 | 0.52696 | 0 | 0 | 1.2 | 2.5533 | 0 | 0 | 0 | 0 | 18766.3209 | -18766.3209 | -26809.0298 | 0 | -34171326.1449 | -34171.3261 | -1038116.2373 | -33856.7686
8 | 25 | 1 | 25 | 0 | 0.24 | 0 | 0.50443 | 0 | 0 | 0.8 | 4.0894 | 0 | 0 | 0 | 0 | 24447.2183 | -24447.2183 | -34924.5975 | 0 | -34206250.7424 | -34206.2507 | -1039177.2377 | -33891.3717
8 | 25 | 2 | 24.4 | 0 | 0.24 | 0 | 0.48713 | 0 | 0 | 0.32 | 4.7012 | 0 | 0 | 0 | 0 | 25105.8567 | -25105.8567 | -35865.5095 | 0 | -34242116.2519 | -34242.1163 | -1040266.8228 | -33926.907
8 | 25 | 3 | 24 | 0 | 0.24 | 0 | 0.48789 | 0 | 0 | 0 | 4.7123 | 0 | 0 | 0 | 0 | 23561.2628 | -23561.2628 | -33658.9469 | 0 | -34275775.1988 | -34275.7752 | -1041289.3731 | -33960.2561
8 | 25 | 4 | 23.7 | 0 | 0.24 | 0 | 0.47125 | 0 | 0 | 0 | 4.1773 | 0 | 0 | 0 | 0 | 20886.3095 | -20886.3095 | -29837.585 | 0 | -34305612.7838 | -34305.6128 | -1042195.8314 | -33989.819
8 | 25 | 5 | 23.3 | 0 | 0.24 | 0 | 0.44242 | 0 | 0 | 0 | 3.7338 | 0 | 0 | 0 | 0 | 18668.7789 | -18668.7789 | -26669.6841 | 0 | -34332282.4679 | -34332.2825 | -1043006.0497 | -34016.2432
8 | 25 | 6 | 25.2 | 33.7111 | 0.2396 | 2646.2464 | 0.42942 | 0 | 2646.2464 | 0.96 | 2.3983 | 0 | 0 | 0 | 0 | 16791.4159 | -14145.1694 | -20207.3849 | 0 | -34352489.8528 | -34352.4899 | -1043619.9449 | -34036.2646
8 | 25 | 7 | 27 | 191.1714 | 0.236 | 14781.0532 | 0.38728 | 0 | 14781.0532 | 2.4 | 1.0602 | 0 | 0 | 0 | 0 | 17301.097 | -2520.0438 | -3600.0626 | 0 | -34356089.9154 | -34356.0899 | -1043729.3139 | -34039.8315
8 | 25 | 8 | 28.9 | 368.8413 | 0.2322 | 28059.0006 | 0.33254 | 0 | 28059.0006 | 3.92 | 0 | 0 | 0 | 0 | 0 | 19600 | 8459.0006 | 0 | 5921.3004 | -34350168.615 | -34350.1686 | -1043549.4263 | -34033.9647
8 | 25 | 9 | 30.4 | 315.1702 | 0.2292 | 23666.2922 | 0.36951 | 0 | 23666.2922 | 5.12 | 0 | 0 | 0 | 0 | 0 | 25600 | -1933.7078 | -2762.4397 | 0 | -34352931.0548 | -34352.9311 | -1043633.3485 | -34036.7017
8 | 25 | 10 | 31.8 | 697.9733 | 0.2264 | 51770.8877 | 0.35311 | 0 | 51770.8877 | 6.24 | 0 | 0 | 0 | 0 | 0 | 31200 | 20570.8877 | 0 | 14399.6214 | -34338531.4333 | -34338.5314 | -1043195.8916 | -34022.4347
8 | 25 | 11 | 33.3 | 909.7011 | 0.2234 | 66581.3029 | 0.31472 | 0 | 66581.3029 | 7.44 | 0 | 0 | 0 | 0 | 0 | 37200 | 29381.3029 | 0 | 20566.912 | -34317964.5213 | -34317.9645 | -1042571.0741 | -34002.0571
8 | 25 | 12 | 33.9 | 936.3388 | 0.2222 | 68162.8059 | 0.28836 | 0 | 68162.8059 | 7.92 | 0.29718 | 0 | 0 | 0 | 0 | 41085.878 | 27076.928 | 0 | 18953.8496 | -34299010.6717 | -34299.0107 | -1041995.2609 | -33983.2777
8 | 25 | 13 | 34.4 | 891.2166 | 0.2212 | 64586.0608 | 0.26733 | 0 | 64586.0608 | 8.32 | 1.2815 | 0 | 0 | 0 | 0 | 48007.49 | 16578.5708 | 0 | 11604.9995 | -34287405.6722 | -34287.4057 | -1041642.704 | -33971.7795
8 | 25 | 14 | 35 | 728.8355 | 0.22 | 52531.8422 | 0.28174 | 0 | 52531.8422 | 8.8 | 1.909 | 0 | 0 | 0 | 0 | 53545.1614 | -1013.3192 | -1447.5989 | 0 | -34288853.2711 | -34288.8533 | -1041686.6817 | -33973.2138
8 | 25 | 15 | 34.6 | 597.595 | 0.2208 | 43229.1239 | 0.27704 | 0 | 43229.1239 | 8.48 | 4.1716 | 0 | 0 | 0 | 0 | 63258.1858 | -20029.0618 | -28612.9455 | 0 | -34317466.2166 | -34317.4662 | -1042555.9357 | -34001.5634
8 | 25 | 16 | 34.3 | 411.8358 | 0.2214 | 29872.5404 | 0.28629 | 0 | 29872.5404 | 8.24 | 5.2486 | 0 | 0 | 0 | 0 | 67443.088 | -37570.5477 | -53672.211 | 0 | -34371138.4276 | -34371.1384 | -1044186.4839 | -34054.7415
8 | 25 | 17 | 33.9 | 196.9007 | 0.2222 | 14333.8151 | 0.32672 | 0 | 14333.8151 | 7.92 | 4.9325 | 0 | 0 | 0 | 0 | 64262.7232 | -49928.908 | -71327.0115 | 0 | -34442465.4391 | -34442.4654 | -1046353.3804 | -34125.4119
8 | 25 | 18 | 32.6 | 28.1473 | 0.2248 | 2073.0186 | 0.37541 | 0 | 2073.0186 | 6.88 | 4.7762 | 0 | 0 | 0 | 0 | 58280.8937 | -56207.8751 | -80296.9644 | 0 | -34522762.4035 | -34522.7624 | -1048792.7819 | -34204.9697
8 | 25 | 19 | 31.3 | 0 | 0.2274 | 0 | 0.4139 | 0 | 0 | 5.84 | 3.0333 | 0 | 0 | 0 | 0 | 44366.6014 | -44366.6014 | -63380.8591 | 0 | -34586143.2626 | -34586.1433 | -1050718.2763 | -34267.7671
8 | 25 | 20 | 30 | 0 | 0.23 | 0 | 0.47966 | 0 | 0 | 4.8 | 1.0648 | 0 | 0 | 0 | 0 | 29324.1517 | -29324.1517 | -41891.6453 | 0 | -34628034.9079 | -34628.0349 | -1051990.9339 | -34309.2732
8 | 25 | 21 | 29.4 | 0 | 0.2312 | 0 | 0.55777 | 0 | 0 | 4.32 | 0.013866 | 0 | 0 | 0 | 0 | 21669.3317 | -21669.3317 | -30956.1881 | 0 | -34658991.0961 | -34658.9911 | -1052931.3751 | -34339.9444
8 | 25 | 22 | 28.9 | 0 | 0.2322 | 0 | 0.57471 | 0 | 0 | 3.92 | 0.78646 | 0 | 0 | 0 | 0 | 23532.2893 | -23532.2893 | -33617.5561 | 0 | -34692608.6522 | -34692.6087 | -1053952.6679 | -34373.2525
8 | 25 | 23 | 28.3 | 0 | 0.2334 | 0 | 0.55511 | 0 | 0 | 3.44 | 1.1237 | 0 | 0 | 0 | 0 | 22818.6595 | -22818.6595 | -32598.085 | 0 | -34725206.7371 | -34725.2067 | -1054942.9895 | -34405.5505
8 | 26 | 0 | 27.6 | 0 | 0.2348 | 0 | 0.54467 | 0 | 0 | 2.88 | 1.1199 | 0 | 0 | 0 | 0 | 19999.5536 | -19999.5536 | -28570.7908 | 0 | -34753777.5279 | -34753.7775 | -1055810.9629 | -34433.8583
8 | 26 | 1 | 26.8 | 0 | 0.2364 | 0 | 0.54203 | 0 | 0 | 2.24 | 2.86 | 0 | 0 | 0 | 0 | 25499.875 | -25499.875 | -36428.3928 | 0 | -34790205.9207 | -34790.2059 | -1056917.6482 | -34469.9513
8 | 26 | 2 | 26.1 | 0 | 0.2378 | 0 | 0.55244 | 0 | 0 | 1.68 | 3.6791 | 0 | 0 | 0 | 0 | 26795.2922 | -26795.2922 | -38278.9888 | 0 | -34828484.9095 | -34828.4849 | -1058080.5542 | -34507.878
8 | 26 | 3 | 25.7 | 0 | 0.2386 | 0 | 0.5536 | 0 | 0 | 1.36 | 3.6869 | 0 | 0 | 0 | 0 | 25234.7285 | -25234.7285 | -36049.6121 | 0 | -34864534.5216 | -34864.5345 | -1059175.7323 | -34543.5957
8 | 26 | 4 | 25.4 | 0 | 0.2392 | 0 | 0.54702 | 0 | 0 | 1.12 | 3.1961 | 0 | 0 | 0 | 0 | 21580.7056 | -21580.7056 | -30829.5795 | 0 | -34895364.1011 | -34895.3641 | -1060112.3271 | -34574.1415
8 | 26 | 5 | 25 | 0 | 0.24 | 0 | 0.53632 | 0 | 0 | 0.8 | 3.0293 | 0 | 0 | 0 | 0 | 19146.3619 | -19146.3619 | -27351.9455 | 0 | -34922716.0466 | -34922.716 | -1060943.2723 | -34601.2417
8 | 26 | 6 | 26.3 | 32.0667 | 0.2374 | 2494.0487 | 0.53024 | 0 | 2494.0487 | 1.84 | 1.8373 | 0 | 0 | 0 | 0 | 18386.6245 | -15892.5757 | -22703.6796 | 0 | -34945419.7262 | -34945.4197 | -1061633.0043 | -34623.7364
8 | 26 | 7 | 27.6 | 193.3299 | 0.2348 | 14871.9362 | 0.49801 | 0 | 14871.9362 | 2.88 | 0.70789 | 0 | 0 | 0 | 0 | 17939.4402 | -3067.5041 | -4382.1487 | 0 | -34949801.8749 | -34949.8019 | -1061766.1329 | -34628.0782
8 | 26 | 8 | 28.9 | 377.6045 | 0.2322 | 28725.6428 | 0.46693 | 0 | 28725.6428 | 3.92 | 0 | 0 | 0 | 0 | 0 | 19600 | 9125.6428 | 0 | 6387.95 | -34943413.9249 | -34943.4139 | -1061572.0686 | -34621.749
8 | 26 | 9 | 30.4 | 603.3004 | 0.2292 | 45302.1297 | 0.52262 | 0 | 45302.1297 | 5.12 | 0 | 0 | 0 | 0 | 0 | 25600 | 19702.1297 | 0 | 13791.4908 | -34929622.4342 | -34929.6224 | -1061153.0866 | -34608.0845
8 | 26 | 10 | 31.8 | 738.4374 | 0.2264 | 54772.2405 | 0.5025 | 0 | 54772.2405 | 6.24 | 0 | 0 | 0 | 0 | 0 | 31200 | 23572.2405 | 0 | 16500.5684 | -34913121.8658 | -34913.1219 | -1060651.8035 | -34591.7358
8 | 26 | 11 | 33.3 | 834.2921 | 0.2234 | 61062.0923 | 0.45266 | 0 | 61062.0923 | 7.44 | 0 | 0 | 0 | 0 | 0 | 37200 | 23862.0923 | 0 | 16703.4646 | -34896418.4012 | -34896.4184 | -1060144.3565 | -34575.1861
8 | 26 | 12 | 33.9 | 861.2351 | 0.2222 | 62695.4693 | 0.40288 | 0 | 62695.4693 | 7.92 | 0 | 0 | 0 | 0 | 0 | 39600 | 23095.4693 | 0 | 16166.8285 | -34880251.5727 | -34880.2516 | -1059653.2123 | -34559.1681
8 | 26 | 13 | 34.4 | 811.3577 | 0.2212 | 58798.7257 | 0.39094 | 0 | 58798.7257 | 8.32 | 0 | 0 | 0 | 0 | 0 | 41600 | 17198.7257 | 0 | 12039.108 | -34868212.4647 | -34868.2125 | -1059287.4673 | -34547.2398
8 | 26 | 14 | 35 | 731.294 | 0.22 | 52709.0371 | 0.39692 | 0 | 52709.0371 | 8.8 | 1.7521 | 0 | 0 | 0 | 0 | 52760.3564 | -51.3193 | -73.3133 | 0 | -34868285.778 | -34868.2858 | -1059289.6945 | -34547.3125
8 | 26 | 15 | 34.6 | 614.5162 | 0.2208 | 44453.1745 | 0.39828 | 0 | 44453.1745 | 8.48 | 4.6539 | 0 | 0 | 0 | 0 | 65669.6362 | -21216.4617 | -30309.2311 | 0 | -34898595.009 | -34898.595 | -1060210.4813 | -34577.3427
8 | 26 | 16 | 34.3 | 382.8105 | 0.2214 | 27767.1848 | 0.4014 | 0 | 27767.1848 | 8.24 | 5.4435 | 0 | 0 | 0 | 0 | 68417.2502 | -40650.0653 | -58071.5219 | 0 | -34956666.5309 | -34956.6665 | -1061974.6794 | -34634.8796
8 | 26 | 17 | 33.9 | 158.8384 | 0.2222 | 11562.985 | 0.43598 | 0 | 11562.985 | 7.92 | 4.0163 | 0 | 0 | 0 | 0 | 59681.6517 | -48118.6667 | -68740.9524 | 0 | -35025407.4833 | -35025.4075 | -1064063.0122 | -34702.9878
8 | 26 | 18 | 32.6 | 12.3333 | 0.2248 | 908.3374 | 0.47875 | 0 | 908.3374 | 6.88 | 2.5803 | 0 | 0 | 0 | 0 | 47301.6076 | -46393.2703 | -66276.1004 | 0 | -35091683.5837 | -35091.6836 | -1066076.4633 | -34768.6538
8 | 26 | 19 | 31.3 | 0 | 0.2274 | 0 | 0.51594 | 0 | 0 | 5.84 | 1.0574 | 0 | 0 | 0 | 0 | 34486.9549 | -34486.9549 | -49267.0785 | 0 | -35140950.6621 | -35140.9507 | -1067573.1847 | -34817.4674
8 | 26 | 20 | 30 | 0 | 0.23 | 0 | 0.59934 | 0 | 0 | 4.8 | 0 | 0 | 0 | 0 | 0 | 24000 | -24000 | -34285.7143 | 0 | -35175236.3764 | -35175.2364 | -1068614.776 | -34851.4375
8 | 26 | 21 | 29.3 | 0 | 0.2314 | 0 | 0.66923 | 0 | 0 | 4.24 | 0 | 0 | 0 | 0 | 0 | 21200 | -21200 | -30285.7143 | 0 | -35205522.0907 | -35205.5221 | -1069534.8483 | -34881.4444
8 | 26 | 22 | 28.5 | 0 | 0.233 | 0 | 0.6859 | 0 | 0 | 3.6 | 1.4274 | 0 | 0 | 0 | 0 | 25137.1821 | -25137.1821 | -35910.2601 | 0 | -35241432.3508 | -35241.4324 | -1070625.7929 | -34917.0241
8 | 26 | 23 | 27.8 | 0 | 0.2344 | 0 | 0.67716 | 0 | 0 | 3.04 | 1.3675 | 0 | 0 | 0 | 0 | 22037.4627 | -22037.4627 | -31482.0896 | 0 | -35272914.4404 | -35272.9144 | -1071582.2108 | -34948.2164
8 | 27 | 0 | 27.2 | 0 | 0.2356 | 0 | 0.67629 | 0 | 0 | 2.56 | 1.2804 | 0 | 0 | 0 | 0 | 19202.1215 | -19202.1215 | -27431.6022 | 0 | -35300346.0427 | -35300.346 | -1072415.576 | -34975.3955
8 | 27 | 1 | 26.7 | 0 | 0.2366 | 0 | 0.6516 | 0 | 0 | 2.16 | 2.9054 | 0 | 0 | 0 | 0 | 25326.7532 | -25326.7532 | -36181.076 | 0 | -35336527.1186 | -35336.5271 | -1073514.7479 | -35011.2435
8 | 27 | 2 | 26.1 | 0 | 0.2378 | 0 | 0.6361 | 0 | 0 | 1.68 | 3.7883 | 0 | 0 | 0 | 0 | 27341.6899 | -27341.6899 | -39059.557 | 0 | -35375586.6756 | -35375.5867 | -1074701.3674 | -35049.9435
8 | 27 | 3 | 25.7 | 0 | 0.2386 | 0 | 0.59874 | 0 | 0 | 1.36 | 3.6826 | 0 | 0 | 0 | 0 | 25213.0551 | -25213.0551 | -36018.6501 | 0 | -35411605.3257 | -35411.6053 | -1075795.6048 | -35085.6306
8 | 27 | 4 | 25.4 | 0 | 0.2392 | 0 | 0.59278 | 0 | 0 | 1.12 | 3.4291 | 0 | 0 | 0 | 0 | 22745.3655 | -22745.3655 | -32493.3793 | 0 | -35444098.705 | -35444.0987 | -1076782.7455 | -35117.8248
8 | 27 | 5 | 25 | 0 | 0.24 | 0 | 0.57974 | 0 | 0 | 0.8 | 3.0224 | 0 | 0 | 0 | 0 | 19112.1407 | -19112.1407 | -27303.0582 | 0 | -35471401.7632 | -35471.4018 | -1077612.2055 | -35144.8766
8 | 27 | 6 | 26.1 | 12.3333 | 0.2378 | 960.8658 | 0.54975 | 0 | 960.8658 | 1.68 | 1.9518 | 0 | 0 | 0 | 0 | 18159.0142 | -17198.1484 | -24568.7835 | 0 | -35495970.5466 | -35495.9705 | -1078358.5989 | -35169.2192
8 | 27 | 7 | 27.2 | 78.1111 | 0.2356 | 6029.1836 | 0.51012 | 0 | 6029.1836 | 2.56 | 1.4689 | 0 | 0 | 0 | 0 | 20144.3439 | -14115.1603 | -20164.5148 | 0 | -35516135.0614 | -35516.1351 | -1078971.1917 | -35189.1981
8 | 27 | 8 | 28.3 | 64.1333 | 0.2334 | 4904.052 | 0.52011 | 0 | 4904.052 | 3.44 | 0 | 0 | 0 | 0 | 0 | 17200 | -12295.948 | -17565.6399 | 0 | -35533700.7013 | -35533.7007 | -1079504.8314 | -35206.602
8 | 27 | 9 | 30 | 94.5556 | 0.23 | 7125.007 | 0.58218 | 0 | 7125.007 | 4.8 | 0 | 0 | 0 | 0 | 0 | 24000 | -16874.993 | -24107.1329 | 0 | -35557807.8343 | -35557.8078 | -1080237.2 | -35230.4872
8 | 27 | 10 | 31.6 | 549.7589 | 0.2268 | 40849.4026 | 0.54296 | 0 | 40849.4026 | 6.08 | 0 | 0 | 0 | 0 | 0 | 30400 | 10449.4026 | 0 | 7314.5818 | -35550493.2524 | -35550.4933 | -1080014.9849 | -35223.24
8 | 27 | 11 | 33.3 | 904.5129 | 0.2234 | 66201.5786 | 0.52335 | 0 | 66201.5786 | 7.44 | 0 | 0 | 0 | 0 | 0 | 37200 | 29001.5786 | 0 | 20301.105 | -35530192.1474 | -35530.1921 | -1079398.2425 | -35203.1258
8 | 27 | 12 | 33.9 | 906.9775 | 0.2222 | 66025.3863 | 0.49006 | 0 | 66025.3863 | 7.92 | 0 | 0 | 0 | 0 | 0 | 39600 | 26425.3863 | 0 | 18497.7704 | -35511694.377 | -35511.6944 | -1078836.2849 | -35184.7983
8 | 27 | 13 | 34.4 | 744.2641 | 0.2212 | 53936.4814 | 0.46376 | 0 | 53936.4814 | 8.32 | 0 | 0 | 0 | 0 | 0 | 41600 | 12336.4814 | 0 | 8635.537 | -35503058.84 | -35503.0588 | -1078573.9394 | -35176.2422
8 | 27 | 14 | 35 | 465.6323 | 0.22 | 33561.0991 | 0.46804 | 0 | 33561.0991 | 8.8 | 1.6428 | 0 | 0 | 0 | 0 | 52213.9586 | -18652.8595 | -26646.9421 | 0 | -35529705.7822 | -35529.7058 | -1079383.4668 | -35202.6439
8 | 27 | 15 | 33.3 | 235.9759 | 0.2234 | 17271.1471 | 0.45276 | 0 | 17271.1471 | 7.44 | 5.3451 | 0 | 0 | 0 | 0 | 63925.5261 | -46654.3789 | -66649.1128 | 0 | -35596354.8949 | -35596.3549 | -1081408.25 | -35268.6795
8 | 27 | 16 | 31.7 | 400.2287 | 0.2266 | 29712.454 | 0.4475 | 0 | 29712.454 | 6.16 | 6.4526 | 0 | 0 | 0 | 0 | 63062.8363 | -33350.3823 | -47643.4033 | 0 | -35643998.2982 | -35643.9983 | -1082855.6445 | -35315.8843
8 | 27 | 17 | 30 | 180.9727 | 0.23 | 13636.7646 | 0.47344 | 0 | 13636.7646 | 4.8 | 5.8973 | 0 | 0 | 0 | 0 | 53486.5661 | -39849.8015 | -56928.2879 | 0 | -35700926.5861 | -35700.9266 | -1084585.1115 | -35372.2885
8 | 27 | 18 | 29.3 | 24.0556 | 0.2314 | 1823.6833 | 0.48093 | 0 | 1823.6833 | 4.24 | 6.1714 | 0 | 0 | 0 | 0 | 52056.8389 | -50233.1556 | -71761.6508 | 0 | -35772688.237 | -35772.6882 | -1086765.2123 | -35443.3896
8 | 27 | 19 | 28.5 | 0 | 0.233 | 0 | 0.45782 | 0 | 0 | 3.6 | 4.2842 | 0 | 0 | 0 | 0 | 39421.0907 | -39421.0907 | -56315.8439 | 0 | -35829004.0809 | -35829.0041 | -1088476.0733 | -35499.1871
8 | 27 | 20 | 27.8 | 0 | 0.2344 | 0 | 0.45601 | 0 | 0 | 3.04 | 1.962 | 0 | 0 | 0 | 0 | 25010.1401 | -25010.1401 | -35728.7715 | 0 | -35864732.8524 | -35864.7329 | -1089561.5044 | -35534.5869
8 | 27 | 21 | 26.9 | 0 | 0.2362 | 0 | 0.46441 | 0 | 0 | 2.32 | 1.4097 | 0 | 0 | 0 | 0 | 18648.535 | -18648.535 | -26640.7643 | 0 | -35891373.6168 | -35891.3736 | -1090370.8441 | -35560.9825
8 | 27 | 22 | 25.9 | 0 | 0.2382 | 0 | 0.43869 | 0 | 0 | 1.52 | 2.6985 | 0 | 0 | 0 | 0 | 21092.2977 | -21092.2977 | -30131.8538 | 0 | -35921505.4706 | -35921.5055 | -1091286.2421 | -35590.8369
8 | 27 | 23 | 25 | 0 | 0.24 | 0 | 0.48299 | 0 | 0 | 0.8 | 3.1652 | 0 | 0 | 0 | 0 | 19826.2221 | -19826.2221 | -28323.1744 | 0 | -35949828.645 | -35949.8286 | -1092146.693 | -35618.8994
8 | 28 | 0 | 25 | 0 | 0.24 | 0 | 0.49214 | 0 | 0 | 0.8 | 2.8109 | 0 | 0 | 0 | 0 | 18054.7071 | -18054.7071 | -25792.4388 | 0 | -35975621.0838 | -35975.6211 | -1092930.2608 | -35644.4544
8 | 28 | 1 | 25 | 0 | 0.24 | 0 | 0.47914 | 0 | 0 | 0.8 | 3.9012 | 0 | 0 | 0 | 0 | 23506.1366 | -23506.1366 | -33580.1951 | 0 | -36009201.2789 | -36009.2013 | -1093950.4186 | -35677.7255
8 | 28 | 2 | 25 | 0 | 0.24 | 0 | 0.45524 | 0 | 0 | 0.8 | 4.3776 | 0 | 0 | 0 | 0 | 25887.9287 | -25887.9287 | -36982.7553 | 0 | -36046184.0342 | -36046.184 | -1095073.9453 | -35714.3678
8 | 28 | 3 | 24.6 | 0 | 0.24 | 0 | 0.42779 | 0 | 0 | 0.48 | 4.2992 | 0 | 0 | 0 | 0 | 23896.1785 | -23896.1785 | -34137.3979 | 0 | -36080321.4321 | -36080.3214 | -1096111.0308 | -35748.1909
8 | 28 | 4 | 24.3 | 0 | 0.24 | 0 | 0.39397 | 0 | 0 | 0.24 | 4.1767 | 0 | 0 | 0 | 0 | 22083.2536 | -22083.2536 | -31547.5052 | 0 | -36111868.9373 | -36111.8689 | -1097069.4361 | -35779.448
8 | 28 | 5 | 23.9 | 0 | 0.24 | 0 | 0.38566 | 0 | 0 | 0 | 3.7935 | 0 | 0 | 0 | 0 | 18967.6436 | -18967.6436 | -27096.6337 | 0 | -36138965.571 | -36138.9656 | -1097892.6249 | -35806.2952
8 | 28 | 6 | 24.6 | 32.0667 | 0.24 | 2521.3635 | 0.36019 | 0 | 2521.3635 | 0.48 | 2.6628 | 0 | 0 | 0 | 0 | 15713.9012 | -13192.5377 | -18846.4824 | 0 | -36157812.0534 | -36157.8121 | -1098465.1763 | -35824.9682
8 | 28 | 7 | 25.4 | 183.2493 | 0.2392 | 14360.6455 | 0.34305 | 0 | 14360.6455 | 1.12 | 2.0107 | 0 | 0 | 0 | 0 | 15653.6022 | -1292.9567 | -1847.081 | 0 | -36159659.1344 | -36159.6591 | -1098521.2902 | -35826.7983
8 | 28 | 8 | 26.1 | 358.728 | 0.2378 | 27947.7946 | 0.35064 | 0 | 27947.7946 | 1.68 | 1.6602 | 0 | 0 | 0 | 0 | 16701.1932 | 11246.6014 | 0 | 7872.621 | -36151786.5134 | -36151.7865 | -1098282.1219 | -35818.9982
8 | 28 | 9 | 28 | 238.7261 | 0.234 | 18301.4762 | 0.38739 | 0 | 18301.4762 | 3.2 | 0.30486 | 0 | 0 | 0 | 0 | 17524.3028 | 777.1734 | 0 | 544.0214 | -36151242.492 | -36151.2425 | -1098265.5947 | -35818.4592
8 | 28 | 10 | 29.8 | 545.3239 | 0.2304 | 41163.0406 | 0.34188 | 0 | 41163.0406 | 4.64 | 0 | 0 | 0 | 0 | 0 | 23200 | 17963.0406 | 0 | 12574.1284 | -36138668.3636 | -36138.6684 | -1097883.5959 | -35806.0008
8 | 28 | 11 | 31.7 | 705.8918 | 0.2266 | 52404.4875 | 0.25253 | 0 | 52404.4875 | 6.16 | 0 | 0 | 0 | 0 | 0 | 30800 | 21604.4875 | 0 | 15123.1412 | -36123545.2224 | -36123.5452 | -1097424.1587 | -35791.0168
8 | 28 | 12 | 32.4 | 126.6377 | 0.2252 | 9343.3347 | 0.25125 | 0 | 9343.3347 | 6.72 | 0 | 0 | 0 | 0 | 0 | 33600 | -24256.6653 | -34652.379 | 0 | -36158197.6014 | -36158.1976 | -1098476.8892 | -35825.3502
8 | 28 | 13 | 33.2 | 774.6695 | 0.2236 | 56749.0586 | 0.24032 | 0 | 56749.0586 | 7.36 | 0 | 0 | 0 | 0 | 0 | 36800 | 19949.0586 | 0 | 13964.341 | -36144233.2604 | -36144.2333 | -1098052.656 | -35811.5144
8 | 28 | 14 | 33.9 | 798.8978 | 0.2222 | 58157.4947 | 0.25053 | 0 | 58157.4947 | 7.92 | 1.1931 | 0 | 0 | 0 | 0 | 45565.4267 | 12592.068 | 0 | 8814.4476 | -36135418.8128 | -36135.4188 | -1097784.8753 | -35802.7811
8 | 28 | 15 | 32 | 635.7429 | 0.226 | 47071.7527 | 0.25688 | 0 | 47071.7527 | 6.4 | 4.7062 | 0 | 0 | 0 | 0 | 55531.1054 | -8459.3528 | -12084.7897 | 0 | -36147503.6025 | -36147.5036 | -1098152.0082 | -35814.7547
8 | 28 | 16 | 30.2 | 410.0074 | 0.2296 | 30841.3906 | 0.28042 | 0 | 30841.3906 | 4.96 | 6.1597 | 0 | 0 | 0 | 0 | 55598.6211 | -24757.2305 | -35367.4722 | 0 | -36182871.0746 | -36182.8711 | -1099226.463 | -35849.7966
8 | 28 | 17 | 28.3 | 197.0832 | 0.2334 | 15070.2628 | 0.33086 | 0 | 15070.2628 | 3.44 | 6.1688 | 0 | 0 | 0 | 0 | 48044.211 | -32973.9482 | -47105.6403 | 0 | -36229976.7149 | -36229.9767 | -1100657.5205 | -35896.4686
8 | 28 | 18 | 27.2 | 25.6167 | 0.2356 | 1977.2862 | 0.35196 | 0 | 1977.2862 | 2.56 | 6.0004 | 0 | 0 | 0 | 0 | 42802.1684 | -40824.8822 | -58321.2603 | 0 | -36288297.9752 | -36288.298 | -1102429.3056 | -35954.253
8 | 28 | 19 | 26.1 | 0 | 0.2378 | 0 | 0.35731 | 0 | 0 | 1.68 | 4.8985 | 0 | 0 | 0 | 0 | 32892.3607 | -32892.3607 | -46989.0867 | 0 | -36335287.0619 | -36335.2871 | -1103856.8221 | -36000.8095
8 | 28 | 20 | 25 | 0 | 0.24 | 0 | 0.42996 | 0 | 0 | 0.8 | 3.1018 | 0 | 0 | 0 | 0 | 19509.1061 | -19509.1061 | -27870.1515 | 0 | -36363157.2134 | -36363.1572 | -1104703.5103 | -36028.4231
8 | 28 | 21 | 24.6 | 0 | 0.24 | 0 | 0.4908 | 0 | 0 | 0.48 | 2.3664 | 0 | 0 | 0 | 0 | 14232.1253 | -14232.1253 | -20331.6076 | 0 | -36383488.821 | -36383.4888 | -1105321.1794 | -36048.5676
8 | 28 | 22 | 24.3 | 0 | 0.24 | 0 | 0.52561 | 0 | 0 | 0.24 | 2.7419 | 0 | 0 | 0 | 0 | 14909.3596 | -14909.3596 | -21299.0851 | 0 | -36404787.9062 | -36404.7879 | -1105968.2402 | -36069.6706
8 | 28 | 23 | 23.9 | 0 | 0.24 | 0 | 0.52571 | 0 | 0 | 0 | 3.9617 | 0 | 0 | 0 | 0 | 19808.3432 | -19808.3432 | -28297.6332 | 0 | -36433085.5393 | -36433.0855 | -1106827.9151 | -36097.7078
8 | 29 | 0 | 23.7 | 0 | 0.24 | 0 | 0.52556 | 0 | 0 | 0 | 3.7319 | 0 | 0 | 0 | 0 | 18659.6532 | -18659.6532 | -26656.6475 | 0 | -36459742.1868 | -36459.7422 | -1107637.7373 | -36124.119
8 | 29 | 1 | 23.5 | 0 | 0.24 | 0 | 0.5186 | 0 | 0 | 0 | 4.7232 | 0 | 0 | 0 | 0 | 23616.0167 | -23616.0167 | -33737.1667 | 0 | -36493479.3535 | -36493.4794 | -1108662.6639 | -36157.5456
8 | 29 | 2 | 23.3 | 0 | 0.24 | 0 | 0.48094 | 0 | 0 | 0 | 4.8599 | 0 | 0 | 0 | 0 | 24299.299 | -24299.299 | -34713.2843 | 0 | -36528192.6378 | -36528.1926 | -1109717.2447 | -36191.9394
8 | 29 | 3 | 22.9 | 0 | 0.24 | 0 | 0.45556 | 0 | 0 | 0 | 4.7421 | 0 | 0 | 0 | 0 | 23710.6952 | -23710.6952 | -33872.4217 | 0 | -36562065.0595 | -36562.0651 | -1110746.2803 | -36225.5
8 | 29 | 4 | 22.6 | 0 | 0.24 | 0 | 0.44563 | 0 | 0 | 0 | 4.0922 | 0 | 0 | 0 | 0 | 20460.8265 | -20460.8265 | -29229.7521 | 0 | -36591294.8116 | -36591.2948 | -1111634.2728 | -36254.4607
8 | 29 | 5 | 22.2 | 0 | 0.24 | 0 | 0.42617 | 0 | 0 | 0 | 3.6169 | 0 | 0 | 0 | 0 | 18084.7379 | -18084.7379 | -25835.3398 | 0 | -36617130.1515 | -36617.1302 | -1112419.1438 | -36280.0582
8 | 29 | 6 | 23.5 | 18.0889 | 0.24 | 1422.3076 | 0.41321 | 0 | 1422.3076 | 0 | 3.1463 | 0 | 0 | 0 | 0 | 15731.4634 | -14309.1557 | -20441.6511 | 0 | -36637571.8025 | -36637.5718 | -1113040.156 | -36300.3117
8 | 29 | 7 | 24.8 | 167.7065 | 0.24 | 13186.5617 | 0.35477 | 0 | 13186.5617 | 0.64 | 2.3868 | 0 | 0 | 0 | 0 | 15133.8923 | -1947.3305 | -2781.9008 | 0 | -36640353.7033 | -36640.3537 | -1113124.6695 | -36303.0679
8 | 29 | 8 | 26.1 | 357.1795 | 0.2378 | 27827.1535 | 0.28475 | 0 | 27827.1535 | 1.68 | 1.2516 | 0 | 0 | 0 | 0 | 14658.1904 | 13168.9631 | 0 | 9218.2742 | -36631135.4291 | -36631.1354 | -1112844.6206 | -36293.9345
8 | 29 | 9 | 27.6 | 603.0242 | 0.2348 | 46387.7457 | 0.28006 | 0 | 46387.7457 | 2.88 | 0.082782 | 0 | 0 | 0 | 0 | 14813.9084 | 31573.8373 | 0 | 22101.6861 | -36609033.743 | -36609.0337 | -1112173.177 | -36272.0363
8 | 29 | 10 | 29.1 | 754.7957 | 0.2318 | 57320.9314 | 0.25683 | 0 | 57320.9314 | 4.08 | 0 | 0 | 0 | 0 | 0 | 20400 | 36920.9314 | 0 | 25844.652 | -36583189.091 | -36583.1891 | -1111388.023 | -36246.4296
8 | 29 | 11 | 30.6 | 891.3153 | 0.2288 | 66812.5133 | 0.21377 | 0 | 66812.5133 | 5.28 | 0 | 0 | 0 | 0 | 0 | 26400 | 40412.5133 | 0 | 28288.7593 | -36554900.3317 | -36554.9003 | -1110528.6177 | -36218.4012
8 | 29 | 12 | 31 | 913.9879 | 0.228 | 68272.4813 | 0.17155 | 0 | 68272.4813 | 5.6 | 0.22255 | 0 | 0 | 0 | 0 | 29112.7489 | 39159.7324 | 0 | 27411.8127 | -36527488.519 | -36527.4885 | -1109695.8537 | -36191.2417
8 | 29 | 13 | 31.3 | 886.4614 | 0.2274 | 66042.0744 | 0.17642 | 0 | 66042.0744 | 5.84 | 1.2721 | 0 | 0 | 0 | 0 | 35560.3584 | 30481.716 | 0 | 21337.2012 | -36506151.3179 | -36506.1513 | -1109047.635 | -36170.1009
8 | 29 | 14 | 31.7 | 702.1219 | 0.2266 | 52124.6146 | 0.21022 | 0 | 52124.6146 | 6.16 | 3.0571 | 0 | 0 | 0 | 0 | 46085.7231 | 6038.8915 | 0 | 4227.2241 | -36501924.0938 | -36501.9241 | -1108919.213 | -36165.9126
8 | 29 | 15 | 30.9 | 624.1898 | 0.2282 | 46666.228 | 0.22786 | 0 | 46666.228 | 5.52 | 5.1458 | 0 | 0 | 0 | 0 | 53329.0418 | -6662.8138 | -9518.3054 | 0 | -36511442.3992 | -36511.4424 | -1109208.3767 | -36175.3433
8 | 29 | 16 | 30.2 | 411.7794 | 0.2296 | 30974.6876 | 0.25354 | 0 | 30974.6876 | 4.96 | 5.5533 | 0 | 0 | 0 | 0 | 52566.6271 | -21591.9394 | -30845.6278 | 0 | -36542288.0269 | -36542.288 | -1110145.459 | -36205.905
8 | 29 | 17 | 29.4 | 192.5428 | 0.2312 | 14584.2963 | 0.2982 | 0 | 14584.2963 | 4.32 | 4.7243 | 0 | 0 | 0 | 0 | 45221.4689 | -30637.1726 | -43767.3895 | 0 | -36586055.4164 | -36586.0554 | -1111475.1013 | -36249.2695
8 | 29 | 18 | 27.9 | 24.3838 | 0.2342 | 1870.9336 | 0.32926 | 0 | 1870.9336 | 3.12 | 3.286 | 0 | 0 | 0 | 0 | 32029.7736 | -30158.84 | -43084.0571 | 0 | -36629139.4735 | -36629.1395 | -1112783.984 | -36291.957
8 | 29 | 19 | 26.5 | 0 | 0.237 | 0 | 0.34165 | 0 | 0 | 2 | 2.7445 | 0 | 0 | 0 | 0 | 23722.3119 | -23722.3119 | -33889.017 | 0 | -36663028.4906 | -36663.0285 | -1113813.5238 | -36325.534
8 | 29 | 20 | 25 | 0 | 0.24 | 0 | 0.40523 | 0 | 0 | 0.8 | 2.9241 | 0 | 0 | 0 | 0 | 18620.4968 | -18620.4968 | -26600.7098 | 0 | -36689629.2004 | -36689.6292 | -1114621.6466 | -36351.8899
8 | 29 | 21 | 24.4 | 0 | 0.24 | 0 | 0.45424 | 0 | 0 | 0.32 | 3.8785 | 0 | 0 | 0 | 0 | 20992.4742 | -20992.4742 | -29989.2489 | 0 | -36719618.4493 | -36719.6184 | -1115532.7124 | -36381.603
8 | 29 | 22 | 23.9 | 0 | 0.24 | 0 | 0.4828 | 0 | 0 | 0 | 4.063 | 0 | 0 | 0 | 0 | 20314.8163 | -20314.8163 | -29021.1661 | 0 | -36748639.6154 | -36748.6396 | -1116414.3681 | -36410.3571
8 | 29 | 23 | 23.3 | 0 | 0.24 | 0 | 0.51074 | 0 | 0 | 0 | 3.1981 | 0 | 0 | 0 | 0 | 15990.4034 | -15990.4034 | -22843.4334 | 0 | -36771483.0488 | -36771.483 | -1117108.3458 | -36432.9902
8 | 30 | 0 | 23.1 | 0 | 0.24 | 0 | 0.51385 | 0 | 0 | 0 | 2.7436 | 0 | 0 | 0 | 0 | 13718.1189 | -13718.1189 | -19597.3128 | 0 | -36791080.3616 | -36791.0804 | -1117703.7072 | -36452.4071
8 | 30 | 1 | 23 | 0 | 0.24 | 0 | 0.49412 | 0 | 0 | 0 | 4.1487 | 0 | 0 | 0 | 0 | 20743.7214 | -20743.7214 | -29633.8877 | 0 | -36820714.2492 | -36820.7142 | -1118603.9772 | -36481.7682
8 | 30 | 2 | 22.8 | 0 | 0.24 | 0 | 0.46596 | 0 | 0 | 0 | 4.6518 | 0 | 0 | 0 | 0 | 23258.976 | -23258.976 | -33227.1086 | 0 | -36853941.3578 | -36853.9414 | -1119613.4083 | -36514.6895
8 | 30 | 3 | 22.6 | 0 | 0.24 | 0 | 0.42614 | 0 | 0 | 0 | 4.7004 | 0 | 0 | 0 | 0 | 23501.9462 | -23501.9462 | -33574.2088 | 0 | -36887515.5666 | -36887.5156 | -1120633.3843 | -36547.9546
8 | 30 | 4 | 22.4 | 0 | 0.24 | 0 | 0.38798 | 0 | 0 | 0 | 4.0543 | 0 | 0 | 0 | 0 | 20271.4695 | -20271.4695 | -28959.2421 | 0 | -36916474.8087 | -36916.4748 | -1121513.1587 | -36576.6473
8 | 30 | 5 | 22.2 | 0 | 0.24 | 0 | 0.36313 | 0 | 0 | 0 | 3.428 | 0 | 0 | 0 | 0 | 17140.2341 | -17140.2341 | -24486.0487 | 0 | -36940960.8574 | -36940.9609 | -1122257.0387 | -36600.9079
8 | 30 | 6 | 24.1 | 27.1333 | 0.24 | 2133.4614 | 0.34469 | 0 | 2133.4614 | 0.08 | 2.9232 | 0 | 0 | 0 | 0 | 15015.9759 | -12882.5145 | -18403.5921 | 0 | -36959364.4495 | -36959.3644 | -1122816.1352 | -36619.1421
8 | 30 | 7 | 25.9 | 182.3757 | 0.2382 | 14232.4293 | 0.3166 | 0 | 14232.4293 | 1.52 | 1.3857 | 0 | 0 | 0 | 0 | 14528.6808 | -296.2515 | -423.2164 | 0 | -36959787.6659 | -36959.7877 | -1122828.9924 | -36619.5614
8 | 30 | 8 | 27.8 | 425.1388 | 0.2344 | 32648.1624 | 0.24506 | 0 | 32648.1624 | 3.04 | 0 | 0 | 0 | 0 | 0 | 15200 | 17448.1624 | 0 | 12213.7137 | -36947573.9523 | -36947.574 | -1122457.9429 | -36607.4601
8 | 30 | 9 | 28.9 | 596.294 | 0.2322 | 45362.0915 | 0.23173 | 0 | 45362.0915 | 3.92 | 0 | 0 | 0 | 0 | 0 | 19600 | 25762.0915 | 0 | 18033.4641 | -36929540.4882 | -36929.5405 | -1121910.0908 | -36589.5927
8 | 30 | 10 | 30 | 773.7544 | 0.23 | 58304.4072 | 0.20369 | 0 | 58304.4072 | 4.8 | 0 | 0 | 0 | 0 | 0 | 24000 | 34304.4072 | 0 | 24013.085 | -36905527.4032 | -36905.5274 | -1121180.5793 | -36565.8006
8 | 30 | 11 | 31.1 | 681.9619 | 0.2278 | 50896.0667 | 0.15374 | 0 | 50896.0667 | 5.68 | 0 | 0 | 0 | 0 | 0 | 28400 | 22496.0667 | 0 | 15747.2467 | -36889780.1565 | -36889.7802 | -1120702.182 | -36550.1984
8 | 30 | 12 | 32 | 883.056 | 0.226 | 65383.3402 | 0.14772 | 0 | 65383.3402 | 6.4 | 0 | 0 | 0 | 0 | 0 | 32000 | 33383.3402 | 0 | 23368.3382 | -36866411.8183 | -36866.4118 | -1119992.2578 | -36527.0451
8 | 30 | 13 | 33 | 873.2538 | 0.224 | 64085.3742 | 0.16247 | 0 | 64085.3742 | 7.2 | 0.064936 | 0 | 0 | 0 | 0 | 36324.6821 | 27760.6922 | 0 | 19432.4845 | -36846979.3338 | -36846.9793 | -1119401.9038 | -36507.7915
8 | 30 | 14 | 33.9 | 746.1832 | 0.2222 | 54320.0174 | 0.20433 | 0 | 54320.0174 | 7.92 | 1.7171 | 0 | 0 | 0 | 0 | 48185.6262 | 6134.3912 | 0 | 4294.0738 | -36842685.26 | -36842.6853 | -1119271.4509 | -36503.537
8 | 30 | 15 | 33.3 | 599.1679 | 0.2234 | 43853.2811 | 0.23056 | 0 | 43853.2811 | 7.44 | 3.8161 | 0 | 0 | 0 | 0 | 56280.5208 | -12427.2397 | -17753.1996 | 0 | -36860438.4596 | -36860.4385 | -1119810.7886 | -36521.1268
8 | 30 | 16 | 32.8 | 380.2438 | 0.2244 | 27954.7357 | 0.25351 | 0 | 27954.7357 | 7.04 | 4.0845 | 0 | 0 | 0 | 0 | 55622.5202 | -27667.7845 | -39525.4064 | 0 | -36899963.866 | -36899.9639 | -1121011.5605 | -36560.2883
8 | 30 | 17 | 32.2 | 177.6391 | 0.2256 | 13129.4996 | 0.3177 | 0 | 13129.4996 | 6.56 | 3.7698 | 0 | 0 | 0 | 0 | 51648.7554 | -38519.2558 | -55027.5083 | 0 | -36954991.3743 | -36954.9914 | -1122683.2823 | -36614.8093
8 | 30 | 18 | 30.4 | 23.2099 | 0.2292 | 1742.8451 | 0.36366 | 0 | 1742.8451 | 5.12 | 4.6559 | 0 | 0 | 0 | 0 | 48879.3376 | -47136.4925 | -67337.8465 | 0 | -37022329.2208 | -37022.3292 | -1124728.989 | -36681.5273
8 | 30 | 19 | 28.5 | 0 | 0.233 | 0 | 0.37542 | 0 | 0 | 3.6 | 4.5854 | 0 | 0 | 0 | 0 | 40926.8214 | -40926.8214 | -58466.8877 | 0 | -37080796.1085 | -37080.7961 | -1126505.1982 | -36739.4559
8 | 30 | 20 | 26.7 | 0 | 0.2366 | 0 | 0.4192 | 0 | 0 | 2.16 | 3.5323 | 0 | 0 | 0 | 0 | 28461.4107 | -28461.4107 | -40659.1581 | 0 | -37121455.2666 | -37121.4553 | -1127740.4132 | -36779.7408
8 | 30 | 21 | 26.5 | 0 | 0.237 | 0 | 0.4646 | 0 | 0 | 2 | 2.7383 | 0 | 0 | 0 | 0 | 23691.5129 | -23691.5129 | -33845.0184 | 0 | -37155300.285 | -37155.3003 | -1128768.6163 | -36813.2743
8 | 30 | 22 | 26.3 | 0 | 0.2374 | 0 | 0.48826 | 0 | 0 | 1.84 | 2.9678 | 0 | 0 | 0 | 0 | 24038.818 | -24038.818 | -34341.1686 | 0 | -37189641.4535 | -37189.6415 | -1129811.8923 | -36847.2993
8 | 30 | 23 | 26.1 | 0 | 0.2378 | 0 | 0.49943 | 0 | 0 | 1.68 | 2.0825 | 0 | 0 | 0 | 0 | 18812.6382 | -18812.6382 | -26875.1974 | 0 | -37216516.651 | -37216.5167 | -1130628.354 | -36873.9271
8 | 31 | 0 | 25.7 | 0 | 0.2386 | 0 | 0.47023 | 0 | 0 | 1.36 | 1.5538 | 0 | 0 | 0 | 0 | 14569.1362 | -14569.1362 | -20813.0518 | 0 | -37237329.7028 | -37237.3297 | -1131260.6492 | -36894.5486
8 | 31 | 1 | 25.4 | 0 | 0.2392 | 0 | 0.43043 | 0 | 0 | 1.12 | 3.782 | 0 | 0 | 0 | 0 | 24510.0362 | -24510.0362 | -35014.3374 | 0 | -37272344.0402 | -37272.344 | -1132324.3759 | -36929.2406
8 | 31 | 2 | 25 | 0 | 0.24 | 0 | 0.38612 | 0 | 0 | 0.8 | 4.4497 | 0 | 0 | 0 | 0 | 26248.3915 | -26248.3915 | -37497.7022 | 0 | -37309841.7424 | -37309.8417 | -1133463.5466 | -36966.3931
8 | 31 | 3 | 24.3 | 0 | 0.24 | 0 | 0.36064 | 0 | 0 | 0.24 | 4.5234 | 0 | 0 | 0 | 0 | 23817.1253 | -23817.1253 | -34024.4648 | 0 | -37343866.2071 | -37343.8662 | -1134497.2012 | -37000.1044
8 | 31 | 4 | 23.5 | 0 | 0.24 | 0 | 0.3473 | 0 | 0 | 0 | 4.216 | 0 | 0 | 0 | 0 | 21080.2293 | -21080.2293 | -30114.6134 | 0 | -37373980.8205 | -37373.9808 | -1135412.0756 | -37029.9418
8 | 31 | 5 | 22.8 | 0 | 0.24 | 0 | 0.31406 | 0 | 0 | 0 | 3.4267 | 0 | 0 | 0 | 0 | 17133.3899 | -17133.3899 | -24476.2712 | 0 | -37398457.0917 | -37398.4571 | -1136155.6585 | -37054.1928
8 | 31 | 6 | 24.6 | 11.5111 | 0.24 | 905.1049 | 0.28388 | 0 | 905.1049 | 0.48 | 2.6206 | 0 | 0 | 0 | 0 | 15502.8708 | -14597.7659 | -20853.9513 | 0 | -37419311.043 | -37419.311 | -1136789.1962 | -37074.8547
8 | 31 | 7 | 26.5 | 164.9381 | 0.237 | 12806.7775 | 0.24455 | 0 | 12806.7775 | 2 | 1.2312 | 0 | 0 | 0 | 0 | 16156.0153 | -3349.2378 | -4784.6254 | 0 | -37424095.6684 | -37424.0957 | -1136934.552 | -37079.5953
8 | 31 | 8 | 28.3 | 378.6651 | 0.2334 | 28955.1959 | 0.17719 | 0 | 28955.1959 | 3.44 | 0 | 0 | 0 | 0 | 0 | 17200 | 11755.1959 | 0 | 8228.6371 | -37415867.0313 | -37415.867 | -1136684.568 | -37071.4424
8 | 31 | 9 | 29.4 | 581.8535 | 0.2312 | 44072.9299 | 0.19917 | 0 | 44072.9299 | 4.32 | 0 | 0 | 0 | 0 | 0 | 21600 | 22472.9299 | 0 | 15731.0509 | -37400135.9804 | -37400.136 | -1136206.6627 | -37055.8562
8 | 31 | 10 | 30.6 | 759.9402 | 0.2288 | 56964.7076 | 0.15957 | 0 | 56964.7076 | 5.28 | 0 | 0 | 0 | 0 | 0 | 26400 | 30564.7076 | 0 | 21395.2953 | -37378740.6851 | -37378.7407 | -1135556.679 | -37034.6579
8 | 31 | 11 | 31.7 | 886.7651 | 0.2266 | 65832.2834 | 0.12623 | 0 | 65832.2834 | 6.16 | 0 | 0 | 0 | 0 | 0 | 30800 | 35032.2834 | 0 | 24522.5984 | -37354218.0867 | -37354.2181 | -1134811.6887 | -37010.361
8 | 31 | 12 | 32.4 | 864.7994 | 0.2252 | 63804.9191 | 0.12332 | 0 | 63804.9191 | 6.72 | 0 | 0 | 0 | 0 | 0 | 33600 | 30204.9191 | 0 | 21143.4434 | -37333074.6433 | -37333.0746 | -1134169.3563 | -36989.4122
8 | 31 | 13 | 33.2 | 829.6357 | 0.2236 | 60775.6498 | 0.1337 | 0 | 60775.6498 | 7.36 | 1.0268 | 0 | 0 | 0 | 0 | 41934.1388 | 18841.5111 | 0 | 13189.0577 | -37319885.5856 | -37319.8856 | -1133768.676 | -36976.3445
8 | 31 | 14 | 33.9 | 735.5374 | 0.2222 | 53545.0387 | 0.15282 | 0 | 53545.0387 | 7.92 | 3.1526 | 0 | 0 | 0 | 0 | 55362.9424 | -1817.9037 | -2597.0052 | 0 | -37322482.5908 | -37322.4826 | -1133847.5724 | -36978.9176
8 | 31 | 15 | 33.3 | 557.3905 | 0.2234 | 40795.5809 | 0.20383 | 0 | 40795.5809 | 7.44 | 5.4423 | 0 | 0 | 0 | 0 | 64411.4664 | -23615.8856 | -33736.9794 | 0 | -37356219.5702 | -37356.2196 | -1134872.4933 | -37012.3441
8 | 31 | 16 | 32.8 | 398.7347 | 0.2244 | 29314.1526 | 0.22567 | 0 | 29314.1526 | 7.04 | 5.4702 | 0 | 0 | 0 | 0 | 62551.1627 | -33237.0101 | -47481.443 | 0 | -37403701.0131 | -37403.701 | -1136314.9675 | -37059.3884
8 | 31 | 17 | 32.2 | 179.9699 | 0.2256 | 13301.767 | 0.27471 | 0 | 13301.767 | 6.56 | 4.5475 | 0 | 0 | 0 | 0 | 55537.4189 | -42235.6519 | -60336.6455 | 0 | -37464037.6587 | -37464.0377 | -1138147.9795 | -37119.1696
8 | 31 | 18 | 31.1 | 20.1751 | 0.2278 | 1505.7051 | 0.32763 | 0 | 1505.7051 | 5.68 | 4.9033 | 0 | 0 | 0 | 0 | 52916.7165 | -51411.0114 | -73444.3021 | 0 | -37537481.9607 | -37537.482 | -1140379.1988 | -37191.9379
8 | 31 | 19 | 30 | 0 | 0.23 | 0 | 0.34242 | 0 | 0 | 4.8 | 3.9615 | 0 | 0 | 0 | 0 | 43807.6837 | -43807.6837 | -62582.4054 | 0 | -37600064.3661 | -37600.0644 | -1142280.4364 | -37253.9442
8 | 31 | 20 | 28.9 | 0 | 0.2322 | 0 | 0.37466 | 0 | 0 | 3.92 | 2.3809 | 0 | 0 | 0 | 0 | 31504.6769 | -31504.6769 | -45006.6812 | 0 | -37645071.0473 | -37645.071 | -1143647.728 | -37298.5366
8 | 31 | 21 | 28.3 | 0 | 0.2334 | 0 | 0.41521 | 0 | 0 | 3.44 | 2.0361 | 0 | 0 | 0 | 0 | 27380.339 | -27380.339 | -39114.77 | 0 | -37684185.8173 | -37684.1858 | -1144836.0248 | -37337.2913
8 | 31 | 22 | 27.6 | 0 | 0.2348 | 0 | 0.44582 | 0 | 0 | 2.88 | 2.2394 | 0 | 0 | 0 | 0 | 25596.9932 | -25596.9932 | -36567.1332 | 0 | -37720752.9505 | -37720.753 | -1145946.9251 | -37373.5218
8 | 31 | 23 | 27 | 0 | 0.236 | 0 | 0.43499 | 0 | 0 | 2.4 | 1.9534 | 0 | 0 | 0 | 0 | 21766.9573 | -21766.9573 | -31095.6532 | 0 | -37751848.6037 | -37751.8486 | -1146891.6032 | -37404.3312
9 | 1 | 0 | 26.3 | 0 | 0.2374 | 0 | 0.43822 | 0 | 0 | 1.84 | 1.421 | 0 | 0 | 0 | 0 | 16304.8377 | -16304.8377 | -23292.6254 | 0 | -37775141.2291 | -37775.1412 | -1147599.2272 | -37427.4094
9 | 1 | 1 | 25.7 | 0 | 0.2386 | 0 | 0.40893 | 0 | 0 | 1.36 | 1.9029 | 0 | 0 | 0 | 0 | 16314.415 | -16314.415 | -23306.3071 | 0 | -37798447.5362 | -37798.4475 | -1148307.2669 | -37450.5012
9 | 1 | 2 | 25 | 0 | 0.24 | 0 | 0.37106 | 0 | 0 | 0.8 | 2.3547 | 0 | 0 | 0 | 0 | 15773.297 | -15773.297 | -22533.2815 | 0 | -37820980.8177 | -37820.9808 | -1148991.8223 | -37472.827
9 | 1 | 3 | 24.4 | 0 | 0.24 | 0 | 0.34584 | 0 | 0 | 0.32 | 2.2357 | 0 | 0 | 0 | 0 | 12778.2572 | -12778.2572 | -18254.6531 | 0 | -37839235.4708 | -37839.2355 | -1149546.394 | -37490.9136
9 | 1 | 4 | 23.9 | 0 | 0.24 | 0 | 0.31586 | 0 | 0 | 0 | 2.1817 | 0 | 0 | 0 | 0 | 10908.5624 | -10908.5624 | -15583.6606 | 0 | -37854819.1313 | -37854.8191 | -1150019.8217 | -37506.3538
9 | 1 | 5 | 23.9 | 0 | 0.24 | 0 | 0.27564 | 0 | 0 | 0 | 2.0227 | 0 | 0 | 0 | 0 | 10113.491 | -10113.491 | -14447.8443 | 0 | -37869266.9756 | -37869.267 | -1150458.7436 | -37520.6687
9 | 1 | 6 | 23.9 | 15.0379 | 0.24 | 1182.4111 | 0.22902 | 0 | 1182.4111 | 0 | 1.9727 | 0 | 0 | 0 | 0 | 9863.6766 | -8681.2654 | -12401.8078 | 0 | -37881668.7833 | -37881.6688 | -1150835.5073 | -37532.9563
9 | 1 | 7 | 26.7 | 192.639 | 0.2366 | 14932.3905 | 0.18047 | 0 | 14932.3905 | 2.16 | 0.19139 | 0 | 0 | 0 | 0 | 11756.9259 | 3175.4647 | 0 | 2222.8253 | -37879445.9581 | -37879.446 | -1150767.9785 | -37530.754
9 | 1 | 8 | 28.3 | 429.4897 | 0.2334 | 32841.5758 | 0.12748 | 0 | 32841.5758 | 3.44 | 0 | 0 | 0 | 0 | 0 | 17200 | 15641.5758 | 0 | 10949.103 | -37868496.8551 | -37868.4969 | -1150435.3475 | -37519.9057
9 | 1 | 9 | 30.6 | 642.591 | 0.2288 | 48168.2744 | 0.14638 | 0 | 48168.2744 | 5.28 | 0 | 0 | 0 | 0 | 0 | 26400 | 21768.2744 | 0 | 15237.792 | -37853259.063 | -37853.2591 | -1149972.4272 | -37504.8081
9 | 1 | 10 | 32.2 | 815.0489 | 0.2256 | 60241.1411 | 0.11246 | 0 | 60241.1411 | 6.56 | 0 | 0 | 0 | 0 | 0 | 32800 | 27441.1411 | 0 | 19208.7988 | -37834050.2643 | -37834.0503 | -1149388.8688 | -37485.7762
9 | 1 | 11 | 33.3 | 924.023 | 0.2234 | 67629.5294 | 0.072788 | 0 | 67629.5294 | 7.44 | 0 | 0 | 0 | 0 | 0 | 37200 | 30429.5294 | 0 | 21300.6706 | -37812749.5937 | -37812.7496 | -1148741.7598 | -37464.6716
9 | 1 | 12 | 33.9 | 959.3542 | 0.2222 | 69838.2625 | 0.068927 | 0 | 69838.2625 | 7.92 | 0 | 0 | 0 | 0 | 0 | 39600 | 30238.2625 | 0 | 21166.7838 | -37791582.8099 | -37791.5828 | -1148098.7183 | -37443.6996
9 | 1 | 13 | 34.4 | 917.6298 | 0.2212 | 66500.2163 | 0.082826 | 0 | 66500.2163 | 8.32 | 0 | 0 | 0 | 0 | 0 | 41600 | 24900.2163 | 0 | 17430.1514 | -37774152.6585 | -37774.1527 | -1147569.1947 | -37426.4299
9 | 1 | 14 | 35 | 773.8594 | 0.22 | 55777.0025 | 0.11772 | 0 | 55777.0025 | 8.8 | 1.7744 | 0 | 0 | 0 | 0 | 52872.1455 | 2904.8571 | 0 | 2033.4 | -37772119.2586 | -37772.1193 | -1147507.4205 | -37424.4153
9 | 1 | 15 | 35 | 579.8287 | 0.22 | 41791.9622 | 0.16683 | 0 | 41791.9622 | 8.8 | 3.2957 | 0 | 0 | 0 | 0 | 60478.3667 | -18686.4046 | -26694.8637 | 0 | -37798814.1223 | -37798.8141 | -1148318.4037 | -37450.8644
9 | 1 | 16 | 33.9 | 378.573 | 0.2222 | 27559.0413 | 0.25325 | 0 | 27559.0413 | 7.92 | 3.9958 | 0 | 0 | 0 | 0 | 59578.9882 | -32019.9469 | -45742.7813 | 0 | -37844556.9036 | -37844.5569 | -1149708.0578 | -37496.1861
9 | 1 | 17 | 32.8 | 157.758 | 0.2244 | 11598.0407 | 0.32776 | 0 | 11598.0407 | 7.04 | 3.6953 | 0 | 0 | 0 | 0 | 53676.4774 | -42078.4367 | -60112.0525 | 0 | -37904668.956 | -37904.669 | -1151534.2468 | -37555.7448
9 | 1 | 18 | 30.6 | 18.6313 | 0.2288 | 1396.5935 | 0.32207 | 0 | 1396.5935 | 5.28 | 4.3936 | 0 | 0 | 0 | 0 | 48367.771 | -46971.1774 | -67101.682 | 0 | -37971770.6381 | -37971.7706 | -1153572.7789 | -37622.2288
9 | 1 | 19 | 28.9 | 0 | 0.2322 | 0 | 0.28221 | 0 | 0 | 3.92 | 4.2168 | 0 | 0 | 0 | 0 | 40683.9304 | -40683.9304 | -58119.9006 | 0 | -38029890.5387 | -38029.8905 | -1155338.4467 | -37679.8137
9 | 1 | 20 | 28.9 | 0 | 0.2322 | 0 | 0.30532 | 0 | 0 | 3.92 | 2.422 | 0 | 0 | 0 | 0 | 31710.0038 | -31710.0038 | -45300.0054 | 0 | -38075190.544 | -38075.1905 | -1156714.6494 | -37724.6967
9 | 1 | 21 | 27.2 | 0 | 0.2356 | 0 | 0.34651 | 0 | 0 | 2.56 | 2.7976 | 0 | 0 | 0 | 0 | 26787.8101 | -26787.8101 | -38268.3002 | 0 | -38113458.8442 | -38113.4588 | -1157877.2307 | -37762.6127
9 | 1 | 22 | 26.1 | 0 | 0.2378 | 0 | 0.36098 | 0 | 0 | 1.68 | 3.2791 | 0 | 0 | 0 | 0 | 24795.6362 | -24795.6362 | -35422.3374 | 0 | -38148881.1817 | -38148.8812 | -1158953.3524 | -37797.709
9 | 1 | 23 | 26.1 | 0 | 0.2378 | 0 | 0.33267 | 0 | 0 | 1.68 | 2.4939 | 0 | 0 | 0 | 0 | 20869.3294 | -20869.3294 | -29813.3277 | 0 | -38178694.5094 | -38178.6945 | -1159859.0737 | -37827.2479
9 | 2 | 0 | 26.1 | 0 | 0.2378 | 0 | 0.29554 | 0 | 0 | 1.68 | 1.8861 | 0 | 0 | 0 | 0 | 17830.4912 | -17830.4912 | -25472.1302 | 0 | -38204166.6396 | -38204.1666 | -1160632.9106 | -37852.4855
9 | 2 | 1 | 26.1 | 0 | 0.2378 | 0 | 0.26696 | 0 | 0 | 1.68 | 1.4586 | 0 | 0 | 0 | 0 | 15692.8099 | -15692.8099 | -22418.2999 | 0 | -38226584.9395 | -38226.5849 | -1161313.9728 | -37874.6974
9 | 2 | 2 | 25 | 0 | 0.24 | 0 | 0.23783 | 0 | 0 | 0.8 | 2.0026 | 0 | 0 | 0 | 0 | 14013.1891 | -14013.1891 | -20018.8416 | 0 | -38246603.7811 | -38246.6038 | -1161922.1402 | -37894.532
9 | 2 | 3 | 25 | 0 | 0.24 | 0 | 0.21852 | 0 | 0 | 0.8 | 1.8156 | 0 | 0 | 0 | 0 | 13077.811 | -13077.811 | -18682.5871 | 0 | -38265286.3683 | -38265.2864 | -1162489.7125 | -37913.0426
9 | 2 | 4 | 23.9 | 0 | 0.24 | 0 | 0.19655 | 0 | 0 | 0 | 2.2768 | 0 | 0 | 0 | 0 | 11384.2364 | -11384.2364 | -16263.1949 | 0 | -38281549.5632 | -38281.5496 | -1162983.7842 | -37929.1561
9 | 2 | 5 | 23.3 | 0 | 0.24 | 0 | 0.16058 | 0 | 0 | 0 | 2.1557 | 0 | 0 | 0 | 0 | 10778.522 | -10778.522 | -15397.8886 | 0 | -38296947.4518 | -38296.9475 | -1163451.5682 | -37944.4122
9 | 2 | 6 | 23.9 | 16.7877 | 0.24 | 1319.9955 | 0.14174 | 0 | 1319.9955 | 0 | 2.4797 | 0 | 0 | 0 | 0 | 12398.3232 | -11078.3277 | -15826.1824 | 0 | -38312773.6341 | -38312.7736 | -1163932.3636 | -37960.0927
9 | 2 | 7 | 26.7 | 170.2498 | 0.2366 | 13196.8923 | 0.11444 | 0 | 13196.8923 | 2.16 | 0.19754 | 0 | 0 | 0 | 0 | 11787.7249 | 1409.1674 | 0 | 986.4172 | -38311787.2169 | -38311.7872 | -1163902.3965 | -37959.1154
9 | 2 | 8 | 30 | 416.8042 | 0.23 | 31407.2797 | 0.073156 | 0 | 31407.2797 | 4.8 | 0 | 0 | 0 | 0 | 0 | 24000 | 7407.2797 | 0 | 5185.0958 | -38306602.1212 | -38306.6021 | -1163744.8746 | -37953.978
9 | 2 | 9 | 31.1 | 655.0975 | 0.2278 | 48891.1258 | 0.076365 | 0 | 48891.1258 | 5.68 | 0 | 0 | 0 | 0 | 0 | 28400 | 20491.1258 | 0 | 14343.788 | -38292258.3331 | -38292.2583 | -1163309.1139 | -37939.7663
9 | 2 | 10 | 32.8 | 833.4502 | 0.2244 | 61273.5353 | 0.065459 | 0 | 61273.5353 | 7.04 | 0 | 0 | 0 | 0 | 0 | 35200 | 26073.5353 | 0 | 18251.4747 | -38274006.8584 | -38274.0069 | -1162754.6387 | -37921.6828
9 | 2 | 11 | 33.9 | 928.9708 | 0.2222 | 67626.4425 | 0.062893 | 0 | 67626.4425 | 7.92 | 0 | 0 | 0 | 0 | 0 | 39600 | 28026.4425 | 0 | 19618.5098 | -38254388.3486 | -38254.3883 | -1162158.6334 | -37902.2449
9 | 2 | 12 | 35 | 974.3578 | 0.22 | 70228.2021 | 0.071196 | 0 | 70228.2021 | 8.8 | 0 | 0 | 0 | 0 | 0 | 44000 | 26228.2021 | 0 | 18359.7414 | -38236028.6072 | -38236.0286 | -1161600.8691 | -37884.0542
9 | 2 | 13 | 35.6 | 933.8947 | 0.2188 | 66944.6097 | 0.095625 | 0 | 66944.6097 | 9.28 | 0 | 0 | 0 | 0 | 0 | 46400 | 20544.6097 | 0 | 14381.2268 | -38221647.3804 | -38221.6474 | -1161163.9711 | -37869.8053
9 | 2 | 14 | 35.6 | 785.1761 | 0.2188 | 56283.9777 | 0.14577 | 0 | 56283.9777 | 9.28 | 0.72399 | 0 | 0 | 0 | 0 | 50019.9312 | 6264.0465 | 0 | 4384.8325 | -38217262.5479 | -38217.2625 | -1161030.7609 | -37865.4609
9 | 2 | 15 | 35.6 | 584.7252 | 0.2188 | 41915.0096 | 0.16858 | 0 | 41915.0096 | 9.28 | 2.6068 | 0 | 0 | 0 | 0 | 59434.17 | -17519.1605 | -25027.3721 | 0 | -38242289.92 | -38242.2899 | -1161791.0862 | -37890.2578
9 | 2 | 16 | 35.6 | 353.8116 | 0.2188 | 25362.3683 | 0.22724 | 0 | 25362.3683 | 9.28 | 2.3267 | 0 | 0 | 0 | 0 | 58033.3842 | -32671.0159 | -46672.8799 | 0 | -38288962.7999 | -38288.9628 | -1163208.9965 | -37936.5011
9 | 2 | 17 | 34.4 | 161.485 | 0.2212 | 11702.742 | 0.25727 | 0 | 11702.742 | 8.32 | 2.6451 | 0 | 0 | 0 | 0 | 54825.4841 | -43122.7421 | -61603.9173 | 0 | -38350566.7172 | -38350.5667 | -1165080.5079 | -37997.5379
9 | 2 | 18 | 30.6 | 18.1291 | 0.2288 | 1358.9467 | 0.2817 | 0 | 1358.9467 | 5.28 | 4.9723 | 0 | 0 | 0 | 0 | 51261.7397 | -49902.793 | -71289.7043 | 0 | -38421856.4215 | -38421.8564 | -1167246.271 | -38068.1714
9 | 2 | 19 | 29.4 | 0 | 0.2312 | 0 | 0.26818 | 0 | 0 | 4.32 | 3.9628 | 0 | 0 | 0 | 0 | 41413.7954 | -41413.7954 | -59162.5649 | 0 | -38481018.9864 | -38481.019 | -1169043.6148 | -38126.7893
9 | 2 | 20 | 28.3 | 0 | 0.2334 | 0 | 0.29432 | 0 | 0 | 3.44 | 2.8763 | 0 | 0 | 0 | 0 | 31581.5557 | -31581.5557 | -45116.5081 | 0 | -38526135.4945 | -38526.1355 | -1170414.2429 | -38171.4905
9 | 2 | 21 | 27.2 | 0 | 0.2356 | 0 | 0.35418 | 0 | 0 | 2.56 | 3.3006 | 0 | 0 | 0 | 0 | 29303.0648 | -29303.0648 | -41861.5211 | 0 | -38567997.0156 | -38567.997 | -1171685.9853 | -38212.9667
9 | 2 | 22 | 26.7 | 0 | 0.2366 | 0 | 0.34775 | 0 | 0 | 2.16 | 2.747 | 0 | 0 | 0 | 0 | 24535.1039 | -24535.1039 | -35050.1484 | 0 | -38603047.164 | -38603.0472 | -1172750.7999 | -38247.6942
9 | 2 | 23 | 27.8 | 0 | 0.2344 | 0 | 0.31345 | 0 | 0 | 3.04 | 0.94748 | 0 | 0 | 0 | 0 | 19937.4247 | -19937.4247 | -28482.0353 | 0 | -38631529.1993 | -38631.5292 | -1173616.0769 | -38275.9141
9 | 3 | 0 | 26.7 | 0 | 0.2366 | 0 | 0.2763 | 0 | 0 | 2.16 | 0.89703 | 0 | 0 | 0 | 0 | 15285.1266 | -15285.1266 | -21835.8952 | 0 | -38653365.0945 | -38653.3651 | -1174279.4459 | -38297.549
9 | 3 | 1 | 25.6 | 0 | 0.2388 | 0 | 0.23557 | 0 | 0 | 1.28 | 1.8137 | 0 | 0 | 0 | 0 | 15468.2772 | -15468.2772 | -22097.5389 | 0 | -38675462.6334 | -38675.4626 | -1174950.7635 | -38319.4431
9 | 3 | 2 | 25 | 0 | 0.24 | 0 | 0.22783 | 0 | 0 | 0.8 | 2.0583 | 0 | 0 | 0 | 0 | 14291.5212 | -14291.5212 | -20416.4588 | 0 | -38695879.0922 | -38695.8791 | -1175571.0104 | -38339.6716
9 | 3 | 3 | 24.4 | 0 | 0.24 | 0 | 0.23071 | 0 | 0 | 0.32 | 2.2112 | 0 | 0 | 0 | 0 | 12656.2017 | -12656.2017 | -18080.2882 | 0 | -38713959.3804 | -38713.9594 | -1176120.285 | -38357.5854
9 | 3 | 4 | 23.9 | 0 | 0.24 | 0 | 0.20956 | 0 | 0 | 0 | 2.2089 | 0 | 0 | 0 | 0 | 11044.3063 | -11044.3063 | -15777.5804 | 0 | -38729736.9608 | -38729.737 | -1176599.6039 | -38373.2178
9 | 3 | 5 | 23.9 | 0 | 0.24 | 0 | 0.18471 | 0 | 0 | 0 | 1.8226 | 0 | 0 | 0 | 0 | 9113.0927 | -9113.0927 | -13018.7038 | 0 | -38742755.6646 | -38742.7557 | -1176995.1088 | -38386.1167
9 | 3 | 6 | 24.4 | 23.0222 | 0.24 | 1810.2097 | 0.17476 | 0 | 1810.2097 | 0.32 | 1.788 | 0 | 0 | 0 | 0 | 10540.1939 | -8729.9841 | -12471.4059 | 0 | -38755227.0705 | -38755.2271 | -1177373.987 | -38398.4733
9 | 3 | 7 | 27.8 | 176.5706 | 0.2344 | 13559.582 | 0.16375 | 0 | 13559.582 | 3.04 | 0 | 0 | 0 | 0 | 0 | 15200 | -1640.418 | -2343.4544 | 0 | -38757570.5249 | -38757.5705 | -1177445.1805 | -38400.7951
9 | 3 | 8 | 30 | 438.2532 | 0.23 | 33023.5162 | 0.12052 | 0 | 33023.5162 | 4.8 | 0 | 0 | 0 | 0 | 0 | 24000 | 9023.5162 | 0 | 6316.4614 | -38751254.0635 | -38751.2541 | -1177253.288 | -38394.5368
9 | 3 | 9 | 32.2 | 653.2648 | 0.2256 | 48283.4982 | 0.11582 | 0 | 48283.4982 | 6.56 | 0 | 0 | 0 | 0 | 0 | 32800 | 15483.4982 | 0 | 10838.4487 | -38740415.6148 | -38740.4156 | -1176924.0187 | -38383.7981
9 | 3 | 10 | 33.9 | 790.7103 | 0.2222 | 57561.4681 | 0.112 | 0 | 57561.4681 | 7.92 | 0 | 0 | 0 | 0 | 0 | 39600 | 17961.4681 | 0 | 12573.0277 | -38727842.5871 | -38727.8426 | -1176542.0533 | -38371.3409
9 | 3 | 11 | 33.3 | 900.5325 | 0.2234 | 65910.2533 | 0.091938 | 0 | 65910.2533 | 7.44 | 0 | 0 | 0 | 0 | 0 | 37200 | 28710.2533 | 0 | 20097.1773 | -38707745.4098 | -38707.7454 | -1175931.5061 | -38351.4287
9 | 3 | 12 | 34.4 | 861.5385 | 0.2212 | 62435.3015 | 0.099184 | 0 | 62435.3015 | 8.32 | 0 | 0 | 0 | 0 | 0 | 41600 | 20835.3015 | 0 | 14584.711 | -38693160.6988 | -38693.1607 | -1175488.4263 | -38336.9782
9 | 3 | 13 | 35 | 531.6604 | 0.22 | 38320.1701 | 0.10684 | 0 | 38320.1701 | 8.8 | 0 | 0 | 0 | 0 | 0 | 44000 | -5679.8299 | -8114.0427 | 0 | -38701274.7414 | -38701.2747 | -1175734.9289 | -38345.0176
9 | 3 | 14 | 35.6 | 747.2632 | 0.2188 | 53566.2568 | 0.10709 | 0 | 53566.2568 | 9.28 | 0.3544 | 0 | 0 | 0 | 0 | 48171.9891 | 5394.2678 | 0 | 3775.9874 | -38697498.754 | -38697.4988 | -1175620.2153 | -38341.2763
9 | 3 | 15 | 35.6 | 606.2743 | 0.2188 | 43459.7133 | 0.12365 | 0 | 43459.7133 | 9.28 | 1.8213 | 0 | 0 | 0 | 0 | 55506.7225 | -12047.0093 | -17210.0133 | 0 | -38714708.7673 | -38714.7088 | -1176143.0512 | -38358.3279
9 | 3 | 16 | 33.3 | 394.0194 | 0.2234 | 28838.4 | 0.16969 | 0 | 28838.4 | 7.44 | 3.0947 | 0 | 0 | 0 | 0 | 52673.6114 | -23835.2114 | -34050.302 | 0 | -38748759.0693 | -38748.7591 | -1177177.4907 | -38392.0648
9 | 3 | 17 | 33.3 | 129.1162 | 0.2234 | 9450.0547 | 0.20842 | 0 | 9450.0547 | 7.44 | 3.2558 | 0 | 0 | 0 | 0 | 53478.9492 | -44028.8945 | -62898.4207 | 0 | -38811657.49 | -38811.6575 | -1179088.3288 | -38454.3842
9 | 3 | 18 | 31.7 | 9.8667 | 0.2266 | 732.4884 | 0.23668 | 0 | 732.4884 | 6.16 | 3.6193 | 0 | 0 | 0 | 0 | 48896.4203 | -48163.9319 | -68805.617 | 0 | -38880463.107 | -38880.4631 | -1181178.626 | -38522.5565
9 | 3 | 19 | 29.4 | 0 | 0.2312 | 0 | 0.24618 | 0 | 0 | 4.32 | 2.8522 | 0 | 0 | 0 | 0 | 35860.8432 | -35860.8432 | -51229.7761 | 0 | -38931692.883 | -38931.6929 | -1182734.9737 | -38573.3146
9 | 3 | 20 | 28.9 | 0 | 0.2322 | 0 | 0.28764 | 0 | 0 | 3.92 | 2.3839 | 0 | 0 | 0 | 0 | 31519.506 | -31519.506 | -45027.8657 | 0 | -38976720.7488 | -38976.7207 | -1184102.9088 | -38617.928
9 | 3 | 21 | 28.3 | 0 | 0.2334 | 0 | 0.31695 | 0 | 0 | 3.44 | 2.82 | 0 | 0 | 0 | 0 | 31299.8015 | -31299.8015 | -44714.0022 | 0 | -39021434.751 | -39021.4348 | -1185461.3089 | -38662.2304
9 | 3 | 22 | 27.2 | 0 | 0.2356 | 0 | 0.33315 | 0 | 0 | 2.56 | 2.4713 | 0 | 0 | 0 | 0 | 25156.6019 | -25156.6019 | -35938.0027 | 0 | -39057372.7537 | -39057.3728 | -1186553.0963 | -38697.8376
9 | 3 | 23 | 26.7 | 0 | 0.2366 | 0 | 0.32274 | 0 | 0 | 2.16 | 1.8632 | 0 | 0 | 0 | 0 | 20116.0125 | -20116.0125 | -28737.1607 | 0 | -39086109.9144 | -39086.1099 | -1187426.124 | -38726.3102
9 | 4 | 0 | 26.7 | 0 | 0.2366 | 0 | 0.30512 | 0 | 0 | 2.16 | 1.0065 | 0 | 0 | 0 | 0 | 15832.665 | -15832.665 | -22618.0929 | 0 | -39108728.0073 | -39108.728 | -1188113.2559 | -38748.7201
9 | 4 | 1 | 26.7 | 0 | 0.2366 | 0 | 0.28698 | 0 | 0 | 2.16 | 0.8133 | 0 | 0 | 0 | 0 | 14866.4879 | -14866.4879 | -21237.8398 | 0 | -39129965.8471 | -39129.9658 | -1188758.4561 | -38769.7624
9 | 4 | 2 | 25.6 | 0 | 0.2388 | 0 | 0.23704 | 0 | 0 | 1.28 | 1.3982 | 0 | 0 | 0 | 0 | 13391.0533 | -13391.0533 | -19130.0762 | 0 | -39149095.9233 | -39149.0959 | -1189339.623 | -38788.7164
9 | 4 | 3 | 25 | 0 | 0.24 | 0 | 0.19191 | 0 | 0 | 0.8 | 1.7734 | 0 | 0 | 0 | 0 | 12866.7806 | -12866.7806 | -18381.1151 | 0 | -39167477.0384 | -39167.477 | -1189898.0366 | -38806.9283
9 | 4 | 4 | 25 | 0 | 0.24 | 0 | 0.18168 | 0 | 0 | 0.8 | 1.274 | 0 | 0 | 0 | 0 | 10369.7772 | -10369.7772 | -14813.9674 | 0 | -39182291.0058 | -39182.291 | -1190348.0812 | -38821.6059
9 | 4 | 5 | 23.9 | 0 | 0.24 | 0 | 0.16796 | 0 | 0 | 0 | 1.8698 | 0 | 0 | 0 | 0 | 9349.2186 | -9349.2186 | -13356.0266 | 0 | -39195647.0324 | -39195.647 | -1190753.8339 | -38834.839
9 | 4 | 6 | 26.1 | 7.4 | 0.2378 | 576.5195 | 0.17646 | 0 | 576.5195 | 1.68 | 0.32379 | 0 | 0 | 0 | 0 | 10018.943 | -9442.4235 | -13489.1764 | 0 | -39209136.2088 | -39209.1362 | -1191163.6317 | -38848.204
9 | 4 | 7 | 28.3 | 115.8667 | 0.2334 | 8859.9197 | 0.16735 | 0 | 8859.9197 | 3.44 | 0 | 0 | 0 | 0 | 0 | 17200 | -8340.0803 | -11914.4004 | 0 | -39221050.6092 | -39221.0506 | -1191525.5881 | -38860.0087
9 | 4 | 8 | 30 | 90.4444 | 0.23 | 6815.224 | 0.15106 | 0 | 6815.224 | 4.8 | 0 | 0 | 0 | 0 | 0 | 24000 | -17184.776 | -24549.6799 | 0 | -39245600.2891 | -39245.6003 | -1192271.4012 | -38884.3324
9 | 4 | 9 | 31.1 | 470.7597 | 0.2278 | 35133.6583 | 0.13898 | 0 | 35133.6583 | 5.68 | 0 | 0 | 0 | 0 | 0 | 28400 | 6733.6583 | 0 | 4713.5608 | -39240886.7283 | -39240.8867 | -1192128.2044 | -38879.6623
9 | 4 | 10 | 31.1 | 425.9539 | 0.2278 | 31789.721 | 0.13969 | 0 | 31789.721 | 5.68 | 0 | 0 | 0 | 0 | 0 | 28400 | 3389.721 | 0 | 2372.8047 | -39238513.9236 | -39238.5139 | -1192056.1192 | -38877.3113
9 | 4 | 11 | 31.7 | 203.9779 | 0.2266 | 15143.0495 | 0.13432 | 0 | 15143.0495 | 6.16 | 0 | 0 | 0 | 0 | 0 | 30800 | -15656.9505 | -22367.0721 | 0 | -39260880.9957 | -39260.881 | -1192735.6252 | -38899.4725
9 | 4 | 12 | 33.9 | 632.7292 | 0.2222 | 46060.8904 | 0.15467 | 0 | 46060.8904 | 7.92 | 0 | 0 | 0 | 0 | 0 | 39600 | 6460.8904 | 0 | 4522.6233 | -39256358.3724 | -39256.3584 | -1192598.229 | -38894.9915
9 | 4 | 13 | 33.3 | 322.1217 | 0.2234 | 23576.1833 | 0.1679 | 0 | 23576.1833 | 7.44 | 0 | 0 | 0 | 0 | 0 | 37200 | -13623.8167 | -19462.5953 | 0 | -39275820.9677 | -39275.821 | -1193189.4978 | -38914.2749
9 | 4 | 14 | 33.9 | 646.0572 | 0.2222 | 47031.1293 | 0.18946 | 0 | 47031.1293 | 7.92 | 1.9854 | 0 | 0 | 0 | 0 | 49527.0953 | -2495.966 | -3565.6658 | 0 | -39279386.6334 | -39279.3866 | -1193297.8218 | -38917.8078
9 | 4 | 15 | 35 | 194.6683 | 0.22 | 14030.9932 | 0.20429 | 0 | 14030.9932 | 8.8 | 3.3881 | 0 | 0 | 0 | 0 | 60940.3523 | -46909.3591 | -67013.3702 | 0 | -39346400.0036 | -39346.4 | -1195333.671 | -38984.2043
9 | 4 | 16 | 34.4 | 236.4001 | 0.2212 | 17131.8051 | 0.22946 | 0 | 17131.8051 | 8.32 | 4.0235 | 0 | 0 | 0 | 0 | 61717.624 | -44585.8189 | -63694.0271 | 0 | -39410094.0307 | -39410.094 | -1197268.6794 | -39047.312
9 | 4 | 17 | 33.3 | 107.0333 | 0.2234 | 7833.802 | 0.25241 | 0 | 7833.802 | 7.44 | 4.0912 | 0 | 0 | 0 | 0 | 57656.2111 | -49822.4092 | -71174.8702 | 0 | -39481268.9009 | -39481.2689 | -1199430.954 | -39117.8316
9 | 4 | 18 | 30.6 | 9.0444 | 0.2288 | 677.9666 | 0.26439 | 0 | 677.9666 | 5.28 | 5.1952 | 0 | 0 | 0 | 0 | 52376.2085 | -51698.2419 | -73854.6312 | 0 | -39555123.5321 | -39555.1235 | -1201674.639 | -39191.0064
9 | 4 | 19 | 28.9 | 0 | 0.2322 | 0 | 0.2853 | 0 | 0 | 3.92 | 4.4495 | 0 | 0 | 0 | 0 | 41847.4496 | -41847.4496 | -59782.0708 | 0 | -39614905.6029 | -39614.9056 | -1203490.8031 | -39250.2382
9 | 4 | 20 | 27.8 | 0 | 0.2344 | 0 | 0.30773 | 0 | 0 | 3.04 | 3.2515 | 0 | 0 | 0 | 0 | 31457.405 | -31457.405 | -44939.15 | 0 | -39659844.753 | -39659.8448 | -1204856.0431 | -39294.7637
9 | 4 | 21 | 28.3 | 0 | 0.2334 | 0 | 0.32676 | 0 | 0 | 3.44 | 2.3274 | 0 | 0 | 0 | 0 | 28837.0193 | -28837.0193 | -41195.7419 | 0 | -39701040.4949 | -39701.0405 | -1206107.5593 | -39335.5802
9 | 4 | 22 | 27.8 | 0 | 0.2344 | 0 | 0.34299 | 0 | 0 | 3.04 | 2.4411 | 0 | 0 | 0 | 0 | 27405.6207 | -27405.6207 | -39150.8867 | 0 | -39740191.3816 | -39740.1914 | -1207296.9534 | -39374.3707
9 | 4 | 23 | 26.1 | 0 | 0.2378 | 0 | 0.32006 | 0 | 0 | 1.68 | 2.5242 | 0 | 0 | 0 | 0 | 21021.0432 | -21021.0432 | -30030.0617 | 0 | -39770221.4433 | -39770.2214 | -1208209.259 | -39404.1243
9 | 5 | 0 | 26.1 | 0 | 0.2378 | 0 | 0.29372 | 0 | 0 | 1.68 | 1.4376 | 0 | 0 | 0 | 0 | 15587.865 | -15587.865 | -22268.3786 | 0 | -39792489.8219 | -39792.4898 | -1208885.7667 | -39426.1877
9 | 5 | 1 | 26.1 | 0 | 0.2378 | 0 | 0.25898 | 0 | 0 | 1.68 | 1.4907 | 0 | 0 | 0 | 0 | 15853.6493 | -15853.6493 | -22648.0704 | 0 | -39815137.8923 | -39815.1379 | -1209573.8094 | -39448.6273
9 | 5 | 2 | 25.6 | 0 | 0.2388 | 0 | 0.22206 | 0 | 0 | 1.28 | 1.2967 | 0 | 0 | 0 | 0 | 12883.4396 | -12883.4396 | -18404.9137 | 0 | -39833542.806 | -39833.5428 | -1210132.946 | -39466.8628
9 | 5 | 3 | 25.6 | 0 | 0.2388 | 0 | 0.18462 | 0 | 0 | 1.28 | 1.0008 | 0 | 0 | 0 | 0 | 11403.9451 | -11403.9451 | -16291.3502 | 0 | -39849834.1561 | -39849.8342 | -1210627.8731 | -39483.0041
9 | 5 | 4 | 25.6 | 0 | 0.2388 | 0 | 0.17923 | 0 | 0 | 1.28 | 1.2079 | 0 | 0 | 0 | 0 | 12439.7053 | -12439.7053 | -17771.0076 | 0 | -39867605.1637 | -39867.6052 | -1211167.7518 | -39500.6116
9 | 5 | 5 | 23.9 | 0 | 0.24 | 0 | 0.16844 | 0 | 0 | 0 | 1.8977 | 0 | 0 | 0 | 0 | 9488.3846 | -9488.3846 | -13554.8352 | 0 | -39881159.9989 | -39881.16 | -1211579.5443 | -39514.0416
9 | 5 | 6 | 25 | 4.1111 | 0.24 | 323.2517 | 0.14706 | 0 | 323.2517 | 0.8 | 0.66847 | 0 | 0 | 0 | 0 | 7342.346 | -7019.0943 | -10027.2775 | 0 | -39891187.2764 | -39891.1873 | -1211884.1704 | -39523.9766
9 | 5 | 7 | 28.3 | 36.1778 | 0.2334 | 2766.3883 | 0.11935 | 0 | 2766.3883 | 3.44 | 0 | 0 | 0 | 0 | 0 | 17200 | -14433.6117 | -20619.4452 | 0 | -39911806.7217 | -39911.8067 | -1212510.5839 | -39544.4062
9 | 5 | 8 | 30 | 106.0667 | 0.23 | 7992.3991 | 0.074241 | 0 | 7992.3991 | 4.8 | 0 | 0 | 0 | 0 | 0 | 24000 | -16007.6009 | -22868.0013 | 0 | -39934674.7229 | -39934.6747 | -1213205.308 | -39567.0637
9 | 5 | 9 | 31.1 | 235.4703 | 0.2278 | 17573.5822 | 0.082499 | 0 | 17573.5822 | 5.68 | 0 | 0 | 0 | 0 | 0 | 28400 | -10826.4178 | -15466.3112 | 0 | -39950141.0341 | -39950.141 | -1213675.1707 | -39582.3877
9 | 5 | 10 | 31.7 | 302.1402 | 0.2266 | 22430.494 | 0.093085 | 0 | 22430.494 | 6.16 | 0 | 0 | 0 | 0 | 0 | 30800 | -8369.506 | -11956.4371 | 0 | -39962097.4712 | -39962.0975 | -1214038.4042 | -39594.234
9 | 5 | 11 | 33.3 | 459.3841 | 0.2234 | 33622.4607 | 0.079712 | 0 | 33622.4607 | 7.44 | 0 | 0 | 0 | 0 | 0 | 37200 | -3577.5393 | -5110.7705 | 0 | -39967208.2417 | -39967.2082 | -1214193.6681 | -39599.2978
9 | 5 | 12 | 34.4 | 741.2879 | 0.2212 | 53720.7959 | 0.06876 | 0 | 53720.7959 | 8.32 | 0 | 0 | 0 | 0 | 0 | 41600 | 12120.7959 | 0 | 8484.5571 | -39958723.6845 | -39958.7237 | -1213935.9094 | -39590.8913
9 | 5 | 13 | 35 | 190.8703 | 0.22 | 13757.2408 | 0.092213 | 0 | 13757.2408 | 8.8 | 0 | 0 | 0 | 0 | 0 | 44000 | -30242.7592 | -43203.9417 | 0 | -40001927.6263 | -40001.9276 | -1215248.4342 | -39633.6975
9 | 5 | 14 | 34.4 | 697.4179 | 0.2212 | 50541.5567 | 0.10288 | 0 | 50541.5567 | 8.32 | 0 | 0 | 0 | 0 | 0 | 41600 | 8941.5567 | 0 | 6259.0897 | -39995668.5366 | -39995.6685 | -1215058.2847 | -39627.4961
9 | 5 | 15 | 34.4 | 310.9894 | 0.2212 | 22537.2589 | 0.11478 | 0 | 22537.2589 | 8.32 | 0 | 0 | 0 | 0 | 0 | 41600 | -19062.7411 | -27232.4873 | 0 | -40022901.0238 | -40022.901 | -1215885.6007 | -39654.4779
9 | 5 | 16 | 34.4 | 387.9835 | 0.2212 | 28116.9879 | 0.11657 | 0 | 28116.9879 | 8.32 | 0 | 0 | 0 | 0 | 0 | 41600 | -13483.0121 | -19261.4458 | 0 | -40042162.4697 | -40042.1625 | -1216470.7586 | -39673.562
9 | 5 | 17 | 32.8 | 74.7159 | 0.2244 | 5492.9616 | 0.15112 | 0 | 5492.9616 | 7.04 | 0 | 0 | 0 | 0 | 0 | 35200 | -29707.0384 | -42438.6263 | 0 | -40084601.096 | -40084.6011 | -1217760.0333 | -39715.61
9 | 5 | 18 | 31.1 | 12.8847 | 0.2278 | 961.6075 | 0.14354 | 0 | 961.6075 | 5.68 | 0.31976 | 0 | 0 | 0 | 0 | 29998.8113 | -29037.2038 | -41481.7197 | 0 | -40126082.8157 | -40126.0828 | -1219020.2374 | -39756.7099
9 | 5 | 19 | 29.4 | 0 | 0.2312 | 0 | 0.153 | 0 | 0 | 4.32 | 0.2233 | 0 | 0 | 0 | 0 | 22716.4989 | -22716.4989 | -32452.1413 | 0 | -40158534.957 | -40158.535 | -1220006.1253 | -39788.8633
9 | 5 | 20 | 29.4 | 0 | 0.2312 | 0 | 0.17028 | 0 | 0 | 4.32 | 0 | 0 | 0 | 0 | 0 | 21600 | -21600 | -30857.1429 | 0 | -40189392.0999 | -40189.3921 | -1220943.5575 | -39819.4364
9 | 5 | 21 | 28.9 | 0 | 0.2322 | 0 | 0.18871 | 0 | 0 | 3.92 | 0 | 0 | 0 | 0 | 0 | 19600 | -19600 | -28000 | 0 | -40217392.0999 | -40217.3921 | -1221794.1904 | -39847.1786
9 | 5 | 22 | 28.3 | 0 | 0.2334 | 0 | 0.19963 | 0 | 0 | 3.44 | 0 | 0 | 0 | 0 | 0 | 17200 | -17200 | -24571.4286 | 0 | -40241963.5284 | -40241.9635 | -1222540.6642 | -39871.5238
9 | 5 | 23 | 26.7 | 0 | 0.2366 | 0 | 0.18821 | 0 | 0 | 2.16 | 0 | 0 | 0 | 0 | 0 | 10800 | -10800 | -15428.5714 | 0 | -40257392.0999 | -40257.3921 | -1223009.3802 | -39886.8104
9 | 6 | 0 | 26.7 | 0 | 0.2366 | 0 | 0.19024 | 0 | 0 | 2.16 | 0 | 0 | 0 | 0 | 0 | 10800 | -10800 | -15428.5714 | 0 | -40272820.6713 | -40272.8207 | -1223478.0963 | -39902.0969
9 | 6 | 1 | 26.7 | 0 | 0.2366 | 0 | 0.18228 | 0 | 0 | 2.16 | 0 | 0 | 0 | 0 | 0 | 10800 | -10800 | -15428.5714 | 0 | -40288249.2427 | -40288.2492 | -1223946.8124 | -39917.3835
9 | 6 | 2 | 25 | 0 | 0.24 | 0 | 0.1661 | 0 | 0 | 0.8 | 0.59638 | 0 | 0 | 0 | 0 | 6981.8832 | -6981.8832 | -9974.1189 | 0 | -40298223.3616 | -40298.2234 | -1224249.8236 | -39927.2658
9 | 6 | 3 | 25.6 | 0 | 0.2388 | 0 | 0.14947 | 0 | 0 | 1.28 | 0.054916 | 0 | 0 | 0 | 0 | 6674.582 | -6674.582 | -9535.1171 | 0 | -40307758.4787 | -40307.7585 | -1224539.4981 | -39936.7131
9 | 6 | 4 | 26.1 | 0 | 0.2378 | 0 | 0.12731 | 0 | 0 | 1.68 | 0 | 0 | 0 | 0 | 0 | 8400 | -8400 | -12000 | 0 | -40319758.4787 | -40319.7585 | -1224904.055 | -39948.6027
9 | 6 | 5 | 25.6 | 0 | 0.2388 | 0 | 0.12366 | 0 | 0 | 1.28 | 0 | 0 | 0 | 0 | 0 | 6400 | -6400 | -9142.8571 | 0 | -40328901.3358 | -40328.9013 | -1225181.8127 | -39957.6614
9 | 6 | 6 | 26.1 | 8.2222 | 0.2378 | 640.5772 | 0.11418 | 0 | 640.5772 | 1.68 | 0 | 0 | 0 | 0 | 0 | 8400 | -7759.4228 | -11084.8897 | 0 | -40339986.2256 | -40339.9862 | -1225518.5689 | -39968.6442
9 | 6 | 7 | 27.8 | 197.0511 | 0.2344 | 15132.3696 | 0.11169 | 0 | 15132.3696 | 3.04 | 0 | 0 | 0 | 0 | 0 | 15200 | -67.6304 | -96.6149 | 0 | -40340082.8405 | -40340.0828 | -1225521.504 | -39968.7399
9 | 6 | 8 | 29.4 | 444.5282 | 0.2312 | 33671.1194 | 0.090714 | 0 | 33671.1194 | 4.32 | 0 | 0 | 0 | 0 | 0 | 21600 | 12071.1194 | 0 | 8449.7836 | -40331633.0569 | -40331.6331 | -1225264.8017 | -39960.3679
9 | 6 | 9 | 30.6 | 661.8143 | 0.2288 | 49609.2433 | 0.095483 | 0 | 49609.2433 | 5.28 | 0 | 0 | 0 | 0 | 0 | 26400 | 23209.2433 | 0 | 16246.4703 | -40315386.5866 | -40315.3866 | -1224771.2381 | -39944.271
9 | 6 | 10 | 32.2 | 835.9438 | 0.2256 | 61785.5006 | 0.097025 | 0 | 61785.5006 | 6.56 | 0 | 0 | 0 | 0 | 0 | 32800 | 28985.5006 | 0 | 20289.8504 | -40295096.7362 | -40295.0967 | -1224154.8376 | -39924.1679
9 | 6 | 11 | 33.9 | 940.7665 | 0.2222 | 68485.1363 | 0.086877 | 0 | 68485.1363 | 7.92 | 0 | 0 | 0 | 0 | 0 | 39600 | 28885.1363 | 0 | 20219.5954 | -40274877.1408 | -40274.8771 | -1223540.5714 | -39904.1345
9 | 6 | 12 | 35 | 889.3799 | 0.22 | 64103.2988 | 0.074097 | 0 | 64103.2988 | 8.8 | 0 | 0 | 0 | 0 | 0 | 44000 | 20103.2988 | 0 | 14072.3092 | -40260804.8317 | -40260.8048 | -1223113.0582 | -39890.1917
9 | 6 | 13 | 35.6 | 863.0441 | 0.2188 | 61865.8095 | 0.084304 | 0 | 61865.8095 | 9.28 | 0 | 0 | 0 | 0 | 0 | 46400 | 15465.8095 | 0 | 10826.0666 | -40249978.765 | -40249.9788 | -1222784.165 | -39879.4653
9 | 6 | 14 | 36.1 | 801.8216 | 0.2178 | 57214.4878 | 0.08191 | 0 | 57214.4878 | 9.68 | 0 | 0 | 0 | 0 | 0 | 48400 | 8814.4878 | 0 | 6170.1415 | -40243808.6235 | -40243.8086 | -1222596.7177 | -39873.352
9 | 6 | 15 | 35 | 564.7197 | 0.22 | 40702.9637 | 0.071746 | 0 | 40702.9637 | 8.8 | 0.030291 | 0 | 0 | 0 | 0 | 44151.4553 | -3448.4916 | -4926.4166 | 0 | -40248735.0401 | -40248.735 | -1222746.381 | -39878.233
9 | 6 | 16 | 34.4 | 382.343 | 0.2212 | 27708.2239 | 0.07232 | 0 | 27708.2239 | 8.32 | 2.2014 | 0 | 0 | 0 | 0 | 52606.8128 | -24898.5889 | -35569.4127 | 0 | -40284304.4528 | -40284.3045 | -1223826.9707 | -39913.475
9 | 6 | 17 | 33.9 | 163.7683 | 0.2222 | 11921.8697 | 0.071899 | 0 | 11921.8697 | 7.92 | 2.0151 | 0 | 0 | 0 | 0 | 49675.387 | -37753.5173 | -53933.5962 | 0 | -40338238.049 | -40338.238 | -1225465.4597 | -39966.9121
9 | 6 | 18 | 31.7 | 12.3959 | 0.2266 | 920.2578 | 0.091022 | 0 | 920.2578 | 6.16 | 2.1453 | 0 | 0 | 0 | 0 | 41526.325 | -40606.0672 | -58008.6674 | 0 | -40396246.7164 | -40396.2467 | -1227227.7483 | -40024.3868
9 | 6 | 19 | 30 | 0 | 0.23 | 0 | 0.11428 | 0 | 0 | 4.8 | 1.3902 | 0 | 0 | 0 | 0 | 30950.7971 | -30950.7971 | -44215.4245 | 0 | -40440462.1408 | -40440.4621 | -1228571.0017 | -40068.1952
9 | 6 | 20 | 29.4 | 0 | 0.2312 | 0 | 0.13901 | 0 | 0 | 4.32 | 0.61365 | 0 | 0 | 0 | 0 | 24668.2453 | -24668.2453 | -35240.3504 | 0 | -40475702.4912 | -40475.7025 | -1229641.5947 | -40103.1112
9 | 6 | 21 | 27.8 | 0 | 0.2344 | 0 | 0.17015 | 0 | 0 | 3.04 | 1.5229 | 0 | 0 | 0 | 0 | 22814.2829 | -22814.2829 | -32591.8327 | 0 | -40508294.3239 | -40508.2943 | -1230631.7263 | -40135.403
9 | 6 | 22 | 26.1 | 0 | 0.2378 | 0 | 0.18519 | 0 | 0 | 1.68 | 2.4964 | 0 | 0 | 0 | 0 | 20881.8772 | -20881.8772 | -29831.2531 | 0 | -40538125.577 | -40538.1256 | -1231537.9922 | -40164.9596
9 | 6 | 23 | 26.1 | 0 | 0.2378 | 0 | 0.18857 | 0 | 0 | 1.68 | 1.6265 | 0 | 0 | 0 | 0 | 16532.3688 | -16532.3688 | -23617.6697 | 0 | -40561743.2467 | -40561.7432 | -1232255.491 | -40188.3599
9 | 7 | 0 | 26.7 | 0 | 0.2366 | 0 | 0.18407 | 0 | 0 | 2.16 | 0.59246 | 0 | 0 | 0 | 0 | 13762.2854 | -13762.2854 | -19660.4077 | 0 | -40581403.6544 | -40581.4037 | -1232852.7692 | -40207.8393
9 | 7 | 1 | 26.1 | 0 | 0.2378 | 0 | 0.1735 | 0 | 0 | 1.68 | 0.79923 | 0 | 0 | 0 | 0 | 12396.1723 | -12396.1723 | -17708.8176 | 0 | -40599112.472 | -40599.1125 | -1233390.7586 | -40225.3851
9 | 7 | 2 | 25.6 | 0 | 0.2388 | 0 | 0.1581 | 0 | 0 | 1.28 | 0.81098 | 0 | 0 | 0 | 0 | 10454.8785 | -10454.8785 | -14935.5407 | 0 | -40614048.0127 | -40614.048 | -1233844.4966 | -40240.1832
9 | 7 | 3 | 24.4 | 0 | 0.24 | 0 | 0.13633 | 0 | 0 | 0.32 | 1.3555 | 0 | 0 | 0 | 0 | 8377.4171 | -8377.4171 | -11967.7387 | 0 | -40626015.7514 | -40626.0158 | -1234208.0735 | -40252.0407
9 | 7 | 4 | 23.9 | 0 | 0.24 | 0 | 0.12592 | 0 | 0 | 0 | 1.683 | 0 | 0 | 0 | 0 | 8414.9812 | -8414.9812 | -12021.4017 | 0 | -40638037.153 | -40638.0372 | -1234573.2806 | -40263.9515
9 | 7 | 5 | 24.4 | 0 | 0.24 | 0 | 0.12187 | 0 | 0 | 0.32 | 1.2327 | 0 | 0 | 0 | 0 | 7763.7178 | -7763.7178 | -11091.0254 | 0 | -40649128.1784 | -40649.1282 | -1234910.2231 | -40274.9404
9 | 7 | 6 | 25 | 15.7476 | 0.24 | 1238.2125 | 0.11998 | 0 | 1238.2125 | 0.8 | 0.67874 | 0 | 0 | 0 | 0 | 7393.6777 | -6155.4653 | -8793.5218 | 0 | -40657921.7002 | -40657.9217 | -1235177.3681 | -40283.653
9 | 7 | 7 | 26.7 | 191.7168 | 0.2366 | 14860.9067 | 0.11259 | 0 | 14860.9067 | 2.16 | 0 | 0 | 0 | 0 | 0 | 10800 | 4060.9067 | 0 | 2842.6347 | -40655079.0655 | -40655.0791 | -1235091.0096 | -40280.8365
9 | 7 | 8 | 27.8 | 430.583 | 0.2344 | 33066.2429 | 0.084383 | 0 | 33066.2429 | 3.04 | 0 | 0 | 0 | 0 | 0 | 15200 | 17866.2429 | 0 | 12506.37 | -40642572.6955 | -40642.5727 | -1234711.0692 | -40268.4453
9 | 7 | 9 | 29.4 | 623.0115 | 0.2312 | 47190.4722 | 0.11534 | 0 | 47190.4722 | 4.32 | 0 | 0 | 0 | 0 | 0 | 21600 | 25590.4722 | 0 | 17913.3305 | -40624659.365 | -40624.6594 | -1234166.8668 | -40250.6968
9 | 7 | 10 | 28.9 | 796.5598 | 0.2322 | 60596.987 | 0.12407 | 0 | 60596.987 | 3.92 | 0 | 0 | 0 | 0 | 0 | 19600 | 40996.987 | 0 | 28697.8909 | -40595961.4741 | -40595.9615 | -1233295.0321 | -40222.2631
9 | 7 | 11 | 31.1 | 907.0428 | 0.2278 | 67694.2724 | 0.12326 | 0 | 67694.2724 | 5.68 | 0 | 0 | 0 | 0 | 0 | 28400 | 39294.2724 | 0 | 27505.9907 | -40568455.4834 | -40568.4555 | -1232459.4071 | -40195.0103
9 | 7 | 12 | 31.7 | 868.7178 | 0.2266 | 64492.4718 | 0.13994 | 0 | 64492.4718 | 6.16 | 0.5193 | 0 | 0 | 0 | 0 | 33396.5201 | 31095.9517 | 0 | 21767.1662 | -40546688.3172 | -40546.6883 | -1231798.1261 | -40173.4435
9 | 7 | 13 | 32.8 | 923.4348 | 0.2244 | 67889.0117 | 0.17823 | 0 | 67889.0117 | 7.04 | 0.82346 | 0 | 0 | 0 | 0 | 39317.2822 | 28571.7295 | 0 | 20000.2106 | -40526688.1066 | -40526.6881 | -1231190.5248 | -40153.6274
9 | 7 | 14 | 33.3 | 756.6693 | 0.2234 | 55380.8601 | 0.1957 | 0 | 55380.8601 | 7.44 | 0.99172 | 0 | 0 | 0 | 0 | 42158.5923 | 13222.2679 | 0 | 9255.5875 | -40517432.5191 | -40517.4325 | -1230909.3424 | -40144.4571
9 | 7 | 15 | 31.7 | 607.0716 | 0.2266 | 45068.2022 | 0.21716 | 0 | 45068.2022 | 6.16 | 3.6118 | 0 | 0 | 0 | 0 | 48858.777 | -3790.5748 | -5415.1069 | 0 | -40522847.6259 | -40522.8476 | -1231073.8519 | -40149.8223
9 | 7 | 16 | 30.6 | 399.6867 | 0.2288 | 29960.3013 | 0.24606 | 0 | 29960.3013 | 5.28 | 5.3397 | 0 | 0 | 0 | 0 | 53098.2748 | -23137.9735 | -33054.2479 | 0 | -40555901.8738 | -40555.9019 | -1232078.0316 | -40182.5723
9 | 7 | 17 | 30 | 136.3925 | 0.23 | 10277.5293 | 0.27591 | 0 | 10277.5293 | 4.8 | 5.1333 | 0 | 0 | 0 | 0 | 49666.3449 | -39388.8155 | -56269.7365 | 0 | -40612171.6103 | -40612.1716 | -1233787.492 | -40238.324
9 | 7 | 18 | 27.8 | 13.085 | 0.2344 | 1004.848 | 0.29187 | 0 | 1004.848 | 3.04 | 5.7722 | 0 | 0 | 0 | 0 | 44061.0551 | -43056.2071 | -61508.8673 | 0 | -40673680.4776 | -40673.6805 | -1235656.1158 | -40299.2667
9 | 7 | 19 | 26.7 | 0 | 0.2366 | 0 | 0.29196 | 0 | 0 | 2.16 | 5.3996 | 0 | 0 | 0 | 0 | 37798.0815 | -37798.0815 | -53997.2593 | 0 | -40727677.7369 | -40727.6777 | -1237296.5388 | -40352.7669
9 | 7 | 20 | 25 | 0 | 0.24 | 0 | 0.32109 | 0 | 0 | 0.8 | 4.6746 | 0 | 0 | 0 | 0 | 27373.1267 | -27373.1267 | -39104.4667 | 0 | -40766782.2036 | -40766.7822 | -1238484.5226 | -40391.5114
9 | 7 | 21 | 25 | 0 | 0.24 | 0 | 0.32974 | 0 | 0 | 0.8 | 3.6557 | 0 | 0 | 0 | 0 | 22278.7379 | -22278.7379 | -31826.7685 | 0 | -40798608.9721 | -40798.609 | -1239451.4118 | -40423.0452
9 | 7 | 22 | 25 | 0 | 0.24 | 0 | 0.33529 | 0 | 0 | 0.8 | 3.2727 | 0 | 0 | 0 | 0 | 20363.4942 | -20363.4942 | -29090.706 | 0 | -40827699.6781 | -40827.6997 | -1240335.1801 | -40451.8681
9 | 7 | 23 | 24.4 | 0 | 0.24 | 0 | 0.32916 | 0 | 0 | 0.32 | 2.9956 | 0 | 0 | 0 | 0 | 16577.9457 | -16577.9457 | -23682.7796 | 0 | -40851382.4576 | -40851.3825 | -1241054.6569 | -40475.3329
9 | 8 | 0 | 24.4 | 0 | 0.24 | 0 | 0.32394 | 0 | 0 | 0.32 | 2.1782 | 0 | 0 | 0 | 0 | 12490.7995 | -12490.7995 | -17843.9993 | 0 | -40869226.4569 | -40869.2265 | -1241596.7531 | -40493.0126
9 | 8 | 1 | 23.9 | 0 | 0.24 | 0 | 0.31197 | 0 | 0 | 0 | 2.1292 | 0 | 0 | 0 | 0 | 10646.2002 | -10646.2002 | -15208.8575 | 0 | -40884435.3144 | -40884.4353 | -1242058.7944 | -40508.0815
9 | 8 | 2 | 23.3 | 0 | 0.24 | 0 | 0.30003 | 0 | 0 | 0 | 2.1404 | 0 | 0 | 0 | 0 | 10702.0948 | -10702.0948 | -15288.7068 | 0 | -40899724.0212 | -40899.724 | -1242523.2614 | -40523.2295
9 | 8 | 3 | 23.9 | 0 | 0.24 | 0 | 0.2985 | 0 | 0 | 0 | 1.7348 | 0 | 0 | 0 | 0 | 8673.9212 | -8673.9212 | -12391.316 | 0 | -40912115.3373 | -40912.1153 | -1242899.7064 | -40535.5067
9 | 8 | 4 | 23.3 | 0 | 0.24 | 0 | 0.2918 | 0 | 0 | 0 | 1.2783 | 0 | 0 | 0 | 0 | 6391.3704 | -6391.3704 | -9130.5291 | 0 | -40921245.8664 | -40921.2459 | -1243177.0896 | -40544.5532
9 | 8 | 5 | 22.8 | 0 | 0.24 | 0 | 0.28715 | 0 | 0 | 0 | 1.3111 | 0 | 0 | 0 | 0 | 6555.6319 | -6555.6319 | -9365.1885 | 0 | -40930611.0549 | -40930.6111 | -1243461.6017 | -40553.8322
9 | 8 | 6 | 23.3 | 17.0291 | 0.24 | 1338.9805 | 0.29354 | 0 | 1338.9805 | 0 | 1.3485 | 0 | 0 | 0 | 0 | 6742.7076 | -5403.7271 | -7719.6101 | 0 | -40938330.665 | -40938.3307 | -1243696.1215 | -40561.4807
9 | 8 | 7 | 23.3 | 206.0933 | 0.24 | 16204.87 | 0.27052 | 0 | 16204.87 | 0 | 1.6999 | 0 | 0 | 0 | 0 | 8499.3933 | 7705.4767 | 0 | 5393.8337 | -40932936.8313 | -40932.9368 | -1243532.2582 | -40556.1365
9 | 8 | 8 | 23.9 | 445.5894 | 0.24 | 35036.1561 | 0.2342 | 0 | 35036.1561 | 0 | 1.5605 | 0 | 0 | 0 | 0 | 7802.4226 | 27233.7335 | 0 | 19063.6135 | -40913873.2178 | -40913.8732 | -1242953.1104 | -40537.2484
9 | 8 | 9 | 24.4 | 663.6507 | 0.24 | 52182.0577 | 0.28534 | 0 | 52182.0577 | 0.32 | 1.5054 | 0 | 0 | 0 | 0 | 9126.8603 | 43055.1974 | 0 | 30138.6382 | -40883734.5796 | -40883.7346 | -1242037.5062 | -40507.3872
9 | 8 | 10 | 25 | 823.5858 | 0.24 | 64757.5605 | 0.29688 | 0 | 64757.5605 | 0.8 | 1.2005 | 0 | 0 | 0 | 0 | 10002.4702 | 54755.0904 | 0 | 38328.5632 | -40845406.0164 | -40845.406 | -1240873.0942 | -40469.4115
9 | 8 | 11 | 25.6 | 810.0964 | 0.2388 | 63378.4263 | 0.26795 | 0 | 63378.4263 | 1.28 | 1.1135 | 0 | 0 | 0 | 0 | 11967.4534 | 51410.9729 | 0 | 35987.6811 | -40809418.3353 | -40809.4183 | -1239779.7975 | -40433.7551
9 | 8 | 12 | 23.9 | 844.1637 | 0.24 | 66375.5763 | 0.28439 | 0 | 66375.5763 | 0 | 2.6633 | 0 | 0 | 0 | 0 | 13316.5908 | 53058.9855 | 0 | 37141.2898 | -40772277.0455 | -40772.277 | -1238651.4545 | -40396.9557
9 | 8 | 13 | 24.4 | 800.6215 | 0.24 | 62951.9054 | 0.28496 | 0 | 62951.9054 | 0.32 | 3.5276 | 0 | 0 | 0 | 0 | 19238.0699 | 43713.8355 | 0 | 30599.6849 | -40741677.3606 | -40741.6774 | -1237721.8439 | -40366.6377
9 | 8 | 14 | 23.3 | 322.1782 | 0.24 | 25332.4887 | 0.28684 | 0 | 25332.4887 | 0 | 6.687 | 0 | 0 | 0 | 0 | 33435.2058 | -8102.7171 | -11575.3101 | 0 | -40753252.6708 | -40753.2527 | -1238073.4989 | -40378.1064
9 | 8 | 15 | 23.3 | 306.5686 | 0.24 | 24105.1178 | 0.31589 | 0 | 24105.1178 | 0 | 8.4695 | 0 | 0 | 0 | 0 | 42347.5343 | -18242.4165 | -26060.595 | 0 | -40779313.2658 | -40779.3133 | -1238865.2131 | -40403.9271
9 | 8 | 16 | 23.3 | 373.0154 | 0.24 | 29329.7504 | 0.3297 | 0 | 29329.7504 | 0 | 8.6018 | 0 | 0 | 0 | 0 | 43009.1433 | -13679.3929 | -19541.9898 | 0 | -40798855.2556 | -40798.8553 | -1239458.8938 | -40423.2892
9 | 8 | 17 | 23.9 | 163.3838 | 0.24 | 12846.6708 | 0.34652 | 0 | 12846.6708 | 0 | 8.5683 | 0 | 0 | 0 | 0 | 42841.4596 | -29994.7888 | -42849.6984 | 0 | -40841704.954 | -40841.705 | -1240760.6568 | -40465.7445
9 | 8 | 18 | 23.9 | 9.8464 | 0.24 | 774.2078 | 0.3588 | 0 | 774.2078 | 0 | 8.2735 | 0 | 0 | 0 | 0 | 41367.6687 | -40593.4609 | -57990.6584 | 0 | -40899695.6124 | -40899.6956 | -1242522.3984 | -40523.2013
9 | 8 | 19 | 23.9 | 0 | 0.24 | 0 | 0.33198 | 0 | 0 | 0 | 6.3257 | 0 | 0 | 0 | 0 | 31628.329 | -31628.329 | -45183.3271 | 0 | -40944878.9394 | -40944.8789 | -1243895.0564 | -40567.9687
9 | 8 | 20 | 23.9 | 0 | 0.24 | 0 | 0.355 | 0 | 0 | 0 | 4.5592 | 0 | 0 | 0 | 0 | 22795.8497 | -22795.8497 | -32565.4996 | 0 | -40977444.4391 | -40977.4444 | -1244884.388 | -40600.2344
9 | 8 | 21 | 23.9 | 0 | 0.24 | 0 | 0.34693 | 0 | 0 | 0 | 4.4503 | 0 | 0 | 0 | 0 | 22251.7334 | -22251.7334 | -31788.1906 | 0 | -41009232.6297 | -41009.2326 | -1245850.1052 | -40631.73
9 | 8 | 22 | 23.3 | 0 | 0.24 | 0 | 0.34295 | 0 | 0 | 0 | 3.5188 | 0 | 0 | 0 | 0 | 17594.2347 | -17594.2347 | -25134.621 | 0 | -41034367.2507 | -41034.3673 | -1246613.6886 | -40656.6332
9 | 8 | 23 | 22.8 | 0 | 0.24 | 0 | 0.31542 | 0 | 0 | 0 | 2.7867 | 0 | 0 | 0 | 0 | 13933.7122 | -13933.7122 | -19905.3031 | 0 | -41054272.5539 | -41054.2726 | -1247218.4067 | -40676.3553
9 | 9 | 0 | 22.2 | 0 | 0.24 | 0 | 0.2867 | 0 | 0 | 0 | 2.492 | 0 | 0 | 0 | 0 | 12459.9213 | -12459.9213 | -17799.8875 | 0 | -41072072.4414 | -41072.0724 | -1247759.1628 | -40693.9914
9 | 9 | 1 | 22.8 | 0 | 0.24 | 0 | 0.27405 | 0 | 0 | 0 | 2.1614 | 0 | 0 | 0 | 0 | 10807.0397 | -10807.0397 | -15438.6281 | 0 | -41087511.0695 | -41087.5111 | -1248228.1844 | -40709.2879
9 | 9 | 2 | 21.7 | 0 | 0.24 | 0 | 0.27455 | 0 | 0 | 0 | 1.6264 | 0 | 0 | 0 | 0 | 8132.0863 | -8132.0863 | -11617.2662 | 0 | -41099128.3356 | -41099.1283 | -1248581.114 | -40720.7982
9 | 9 | 3 | 22.2 | 0 | 0.24 | 0 | 0.26848 | 0 | 0 | 0 | 1.495 | 0 | 0 | 0 | 0 | 7475.0402 | -7475.0402 | -10678.6289 | 0 | -41109806.9645 | -41109.807 | -1248905.528 | -40731.3785
9 | 9 | 4 | 22.8 | 0 | 0.24 | 0 | 0.24971 | 0 | 0 | 0 | 1.1656 | 0 | 0 | 0 | 0 | 5827.8621 | -5827.8621 | -8325.5173 | 0 | -41118132.4818 | -41118.1325 | -1249158.4551 | -40739.6274
9 | 9 | 5 | 22.8 | 0 | 0.24 | 0 | 0.22971 | 0 | 0 | 0 | 1.1373 | 0 | 0 | 0 | 0 | 5686.4147 | -5686.4147 | -8123.4495 | 0 | -41126255.9313 | -41126.2559 | -1249405.2435 | -40747.6761
9 | 9 | 6 | 23.3 | 16.7506 | 0.24 | 1317.0825 | 0.22993 | 0 | 1317.0825 | 0 | 1.2356 | 0 | 0 | 0 | 0 | 6178.0586 | -4860.9761 | -6944.2516 | 0 | -41133200.1829 | -41133.2002 | -1249616.2081 | -40754.5564
9 | 9 | 7 | 23.3 | 189.8294 | 0.24 | 14926.0553 | 0.21073 | 0 | 14926.0553 | 0 | 1.3905 | 0 | 0 | 0 | 0 | 6952.5973 | 7973.458 | 0 | 5581.4206 | -41127618.7623 | -41127.6188 | -1249446.6459 | -40749.0263
9 | 9 | 8 | 23.9 | 416.5009 | 0.24 | 32748.9654 | 0.2344 | 0 | 32748.9654 | 0 | 1.2701 | 0 | 0 | 0 | 0 | 6350.305 | 26398.6604 | 0 | 18479.0623 | -41109139.7 | -41109.1397 | -1248885.2567 | -40730.7174
9 | 9 | 9 | 23.9 | 633.1802 | 0.24 | 49786.1971 | 0.28655 | 0 | 49786.1971 | 0 | 1.3328 | 0 | 0 | 0 | 0 | 6663.9989 | 43122.1982 | 0 | 30185.5387 | -41078954.1613 | -41078.9542 | -1247968.2277 | -40700.8097
9 | 9 | 10 | 26.1 | 798.1698 | 0.2378 | 62183.8426 | 0.30235 | 0 | 62183.8426 | 1.68 | 0.031768 | 0 | 0 | 0 | 0 | 8558.8405 | 53625.0021 | 0 | 37537.5015 | -41041416.6598 | -41041.4167 | -1246827.8479 | -40663.6178
9 | 9 | 11 | 28.3 | 923.7633 | 0.2334 | 70636.9522 | 0.30703 | 0 | 70636.9522 | 3.44 | 0 | 0 | 0 | 0 | 0 | 17200 | 53436.9522 | 0 | 37405.8665 | -41004010.7932 | -41004.0108 | -1245691.4671 | -40626.5562
9 | 9 | 12 | 30 | 935.5515 | 0.23 | 70496.2387 | 0.30973 | 0 | 70496.2387 | 4.8 | 0 | 0 | 0 | 0 | 0 | 24000 | 46496.2387 | 0 | 32547.3671 | -40971463.4262 | -40971.4634 | -1244702.6864 | -40594.3085
9 | 9 | 13 | 30.6 | 914.0248 | 0.2288 | 68514.8013 | 0.30003 | 0 | 68514.8013 | 5.28 | 0 | 0 | 0 | 0 | 0 | 26400 | 42114.8013 | 0 | 29480.3609 | -40941983.0653 | -40941.9831 | -1243807.0805 | -40565.0995
9 | 9 | 14 | 30 | 490.1663 | 0.23 | 36935.3015 | 0.3009 | 0 | 36935.3015 | 4.8 | 1.9947 | 0 | 0 | 0 | 0 | 33973.6655 | 2961.636 | 0 | 2073.1452 | -40939909.9201 | -40939.9099 | -1243744.0988 | -40563.0454
9 | 9 | 15 | 31.1 | 559.3693 | 0.2278 | 41746.7567 | 0.31031 | 0 | 41746.7567 | 5.68 | 3.0476 | 0 | 0 | 0 | 0 | 43638.2216 | -1891.465 | -2702.0928 | 0 | -40942612.0129 | -40942.612 | -1243826.1877 | -40565.7226
9 | 9 | 16 | 31.1 | 406.5952 | 0.2278 | 30344.9486 | 0.30537 | 0 | 30344.9486 | 5.68 | 3.3308 | 0 | 0 | 0 | 0 | 45053.8366 | -14708.888 | -21012.6971 | 0 | -40963624.71 | -40963.6247 | -1244464.5482 | -40586.5419
9 | 9 | 17 | 30.6 | 163.0131 | 0.2288 | 12219.371 | 0.28868 | 0 | 12219.371 | 5.28 | 3.2291 | 0 | 0 | 0 | 0 | 42545.6124 | -30326.2413 | -43323.2019 | 0 | -41006947.9119 | -41006.9479 | -1245780.6961 | -40629.4663
9 | 9 | 18 | 28.9 | 7.5075 | 0.2322 | 571.1238 | 0.28271 | 0 | 571.1238 | 3.92 | 4.7661 | 0 | 0 | 0 | 0 | 43430.7482 | -42859.6244 | -61228.0348 | 0 | -41068175.9468 | -41068.1759 | -1247640.7883 | -40690.1307
9 | 9 | 19 | 27.2 | 0 | 0.2356 | 0 | 0.252 | 0 | 0 | 2.56 | 4.3316 | 0 | 0 | 0 | 0 | 34457.9109 | -34457.9109 | -49225.587 | 0 | -41117401.5338 | -41117.4015 | -1249136.2491 | -40738.9032
9 | 9 | 20 | 26.1 | 0 | 0.2378 | 0 | 0.29239 | 0 | 0 | 1.68 | 2.7975 | 0 | 0 | 0 | 0 | 22387.6078 | -22387.6078 | -31982.2969 | 0 | -41149383.8307 | -41149.3838 | -1250107.8632 | -40770.5911
9 | 9 | 21 | 25.6 | 0 | 0.2388 | 0 | 0.32411 | 0 | 0 | 1.28 | 2.6197 | 0 | 0 | 0 | 0 | 19498.3882 | -19498.3882 | -27854.8402 | 0 | -41177238.6709 | -41177.2387 | -1250954.0862 | -40798.1895
9 | 9 | 22 | 25.6 | 0 | 0.2388 | 0 | 0.30836 | 0 | 0 | 1.28 | 1.8659 | 0 | 0 | 0 | 0 | 15729.4987 | -15729.4987 | -22470.7124 | 0 | -41199709.3833 | -41199.7094 | -1251636.7408 | -40820.4534
9 | 9 | 23 | 25 | 0 | 0.24 | 0 | 0.2993 | 0 | 0 | 0.8 | 1.8799 | 0 | 0 | 0 | 0 | 13399.4898 | -13399.4898 | -19142.1283 | 0 | -41218851.5116 | -41218.8515 | -1252218.2738 | -40839.4193
9 | 10 | 0 | 24.4 | 0 | 0.24 | 0 | 0.31314 | 0 | 0 | 0.32 | 1.9304 | 0 | 0 | 0 | 0 | 11251.9938 | -11251.9938 | -16074.2769 | 0 | -41234925.7885 | -41234.9258 | -1252706.6062 | -40855.3456
9 | 10 | 1 | 24.4 | 0 | 0.24 | 0 | 0.30467 | 0 | 0 | 0.32 | 1.702 | 0 | 0 | 0 | 0 | 10110.148 | -10110.148 | -14443.0686 | 0 | -41249368.8571 | -41249.3689 | -1253145.383 | -40869.6557
9 | 10 | 2 | 23.3 | 0 | 0.24 | 0 | 0.26458 | 0 | 0 | 0 | 1.6143 | 0 | 0 | 0 | 0 | 8071.6289 | -8071.6289 | -11530.8985 | 0 | -41260899.7556 | -41260.8998 | -1253495.6888 | -40881.0805
9 | 10 | 3 | 23.3 | 0 | 0.24 | 0 | 0.24544 | 0 | 0 | 0 | 1.2895 | 0 | 0 | 0 | 0 | 6447.2649 | -6447.2649 | -9210.3785 | 0 | -41270110.1341 | -41270.1101 | -1253775.4977 | -40890.206
9 | 10 | 4 | 23.3 | 0 | 0.24 | 0 | 0.2278 | 0 | 0 | 0 | 1.3709 | 0 | 0 | 0 | 0 | 6854.4967 | -6854.4967 | -9792.1381 | 0 | -41279902.2722 | -41279.9023 | -1254072.9804 | -40899.908
9 | 10 | 5 | 22.8 | 0 | 0.24 | 0 | 0.20756 | 0 | 0 | 0 | 1.292 | 0 | 0 | 0 | 0 | 6459.8127 | -6459.8127 | -9228.3039 | 0 | -41289130.5761 | -41289.1306 | -1254353.334 | -40909.0514
9 | 10 | 6 | 22.8 | 17.7151 | 0.24 | 1392.9172 | 0.20165 | 0 | 1392.9172 | 0 | 1.2728 | 0 | 0 | 0 | 0 | 6363.9935 | -4971.0763 | -7101.5375 | 0 | -41296232.1136 | -41296.2321 | -1254569.0769 | -40916.0876
9 | 10 | 7 | 24.4 | 187.9706 | 0.24 | 14779.9008 | 0.20102 | 0 | 14779.9008 | 0.32 | 1.1324 | 0 | 0 | 0 | 0 | 7261.8075 | 7518.0932 | 0 | 5262.6653 | -41290969.4483 | -41290.9694 | -1254409.1984 | -40910.8733
9 | 10 | 8 | 26.7 | 397.6992 | 0.2366 | 30827.6134 | 0.23039 | 0 | 30827.6134 | 2.16 | 0 | 0 | 0 | 0 | 0 | 10800 | 20027.6134 | 0 | 14019.3294 | -41276950.119 | -41276.9501 | -1253983.2948 | -40896.9831
9 | 10 | 9 | 28.3 | 600.9718 | 0.2334 | 45954.2168 | 0.30329 | 0 | 45954.2168 | 3.44 | 0 | 0 | 0 | 0 | 0 | 17200 | 28754.2168 | 0 | 20127.9518 | -41256822.1672 | -41256.8222 | -1253371.8127 | -40877.0404
9 | 10 | 10 | 30 | 696.471 | 0.23 | 52480.9009 | 0.30666 | 0 | 52480.9009 | 4.8 | 0 | 0 | 0 | 0 | 0 | 24000 | 28480.9009 | 0 | 19936.6306 | -41236885.5365 | -41236.8855 | -1252766.1429 | -40857.2873
9 | 10 | 11 | 30 | 766.4557 | 0.23 | 57754.428 | 0.30324 | 0 | 57754.428 | 4.8 | 0 | 0 | 0 | 0 | 0 | 24000 | 33754.428 | 0 | 23628.0996 | -41213257.4369 | -41213.2574 | -1252048.3272 | -40833.8767
9 | 10 | 12 | 32.2 | 669.5079 | 0.2256 | 49484.0439 | 0.30305 | 0 | 49484.0439 | 6.56 | 0 | 0 | 0 | 0 | 0 | 32800 | 16684.0439 | 0 | 11678.8307 | -41201578.6062 | -41201.5786 | -1251693.5273 | -40822.3054
9 | 10 | 13 | 31.7 | 783.8274 | 0.2266 | 58190.3194 | 0.30348 | 0 | 58190.3194 | 6.16 | 0 | 0 | 0 | 0 | 0 | 30800 | 27390.3194 | 0 | 19173.2236 | -41182405.3826 | -41182.4054 | -1251111.0496 | -40803.3086
9 | 10 | 14 | 32.8 | 766.2284 | 0.2244 | 56331.5222 | 0.28044 | 0 | 56331.5222 | 7.04 | 0.17211 | 0 | 0 | 0 | 0 | 36060.5693 | 20270.9529 | 0 | 14189.667 | -41168215.7156 | -41168.2157 | -1250679.9711 | -40789.2496
9 | 10 | 15 | 32.2 | 584.2401 | 0.2256 | 43181.81 | 0.26743 | 0 | 43181.81 | 6.56 | 2.3724 | 0 | 0 | 0 | 0 | 44661.937 | -1480.1269 | -2114.4671 | 0 | -41170330.1827 | -41170.3302 | -1250744.2081 | -40791.3446
9 | 10 | 16 | 32.2 | 55.0889 | 0.2256 | 4071.6788 | 0.25834 | 0 | 4071.6788 | 6.56 | 2.436 | 0 | 0 | 0 | 0 | 44980.1937 | -40908.5148 | -58440.7355 | 0 | -41228770.9181 | -41228.7709 | -1252519.6228 | -40849.2474
9 | 10 | 17 | 30.6 | 29.6 | 0.2288 | 2218.7999 | 0.28724 | 0 | 2218.7999 | 5.28 | 3.2367 | 0 | 0 | 0 | 0 | 42583.2556 | -40364.4557 | -57663.5082 | 0 | -41286434.4264 | -41286.4344 | -1254271.4256 | -40906.3801
9 | 10 | 18 | 27.8 | 5.7556 | 0.2344 | 441.9929 | 0.29087 | 0 | 441.9929 | 3.04 | 5.0894 | 0 | 0 | 0 | 0 | 40646.9249 | -40204.9321 | -57435.6172 | 0 | -41343870.0436 | -41343.87 | -1256016.3051 | -40963.287
9 | 10 | 19 | 27.2 | 0 | 0.2356 | 0 | 0.28786 | 0 | 0 | 2.56 | 4.0188 | 0 | 0 | 0 | 0 | 32894.0043 | -32894.0043 | -46991.4347 | 0 | -41390861.4783 | -41390.8615 | -1257443.893 | -41009.8458
9 | 10 | 20 | 26.1 | 0 | 0.2378 | 0 | 0.3437 | 0 | 0 | 1.68 | 2.6501 | 0 | 0 | 0 | 0 | 21650.7124 | -21650.7124 | -30929.5891 | 0 | -41421791.0674 | -41421.7911 | -1258383.5261 | -41040.4907
9 | 10 | 21 | 24.4 | 0 | 0.24 | 0 | 0.38341 | 0 | 0 | 0.32 | 3.8792 | 0 | 0 | 0 | 0 | 20995.8964 | -20995.8964 | -29994.1376 | 0 | -41451785.205 | -41451.7852 | -1259294.7404 | -41070.2087
9 | 10 | 22 | 24.4 | 0 | 0.24 | 0 | 0.41283 | 0 | 0 | 0.32 | 3.1489 | 0 | 0 | 0 | 0 | 17344.4995 | -17344.4995 | -24777.8564 | 0 | -41476563.0614 | -41476.5631 | -1260047.4854 | -41094.7585
9 | 10 | 23 | 23.3 | 0 | 0.24 | 0 | 0.40037 | 0 | 0 | 0 | 2.6458 | 0 | 0 | 0 | 0 | 13228.7565 | -13228.7565 | -18898.2235 | 0 | -41495461.285 | -41495.4613 | -1260621.6087 | -41113.4828
9 | 11 | 0 | 22.8 | 0 | 0.24 | 0 | 0.37066 | 0 | 0 | 0 | 2.1311 | 0 | 0 | 0 | 0 | 10655.3259 | -10655.3259 | -15221.8941 | 0 | -41510683.1791 | -41510.6832 | -1261084.0459 | -41128.5645
9 | 11 | 1 | 22.8 | 0 | 0.24 | 0 | 0.35704 | 0 | 0 | 0 | 1.8895 | 0 | 0 | 0 | 0 | 9447.3192 | -9447.3192 | -13496.1703 | 0 | -41524179.3494 | -41524.1793 | -1261494.0562 | -41141.9365
9 | 11 | 2 | 22.2 | 0 | 0.24 | 0 | 0.34289 | 0 | 0 | 0 | 1.8589 | 0 | 0 | 0 | 0 | 9294.4648 | -9294.4648 | -13277.8068 | 0 | -41537457.1562 | -41537.4572 | -1261897.4326 | -41155.0921
9 | 11 | 3 | 22.8 | 0 | 0.24 | 0 | 0.34918 | 0 | 0 | 0 | 1.5413 | 0 | 0 | 0 | 0 | 7706.6033 | -7706.6033 | -11009.4333 | 0 | -41548466.5895 | -41548.4666 | -1262231.8964 | -41166.0001
9 | 11 | 4 | 21.7 | 0 | 0.24 | 0 | 0.34598 | 0 | 0 | 0 | 1.2085 | 0 | 0 | 0 | 0 | 6042.3147 | -6042.3147 | -8631.8781 | 0 | -41557098.4676 | -41557.0985 | -1262494.1307 | -41174.5526
9 | 11 | 5 | 22.8 | 0 | 0.24 | 0 | 0.31165 | 0 | 0 | 0 | 1.3187 | 0 | 0 | 0 | 0 | 6593.2752 | -6593.2752 | -9418.9646 | 0 | -41566517.4322 | -41566.5174 | -1262780.2764 | -41183.8848
9 | 11 | 6 | 23.3 | 13.9001 | 0.24 | 1092.949 | 0.28948 | 0 | 1092.949 | 0 | 1.367 | 0 | 0 | 0 | 0 | 6835.1047 | -5742.1557 | -8203.0796 | 0 | -41574720.5118 | -41574.7205 | -1263029.4839 | -41192.0124
9 | 11 | 7 | 24.4 | 127.3158 | 0.24 | 10010.6857 | 0.2637 | 0 | 10010.6857 | 0.32 | 1.1374 | 0 | 0 | 0 | 0 | 7286.903 | 2723.7827 | 0 | 1906.6479 | -41572813.8639 | -41572.8139 | -1262971.5604 | -41190.1233
9 | 11 | 8 | 27.2 | 313.5477 | 0.2356 | 24201.8906 | 0.23729 | 0 | 24201.8906 | 2.56 | 0 | 0 | 0 | 0 | 0 | 12800 | 11401.8906 | 0 | 7981.3234 | -41564832.5405 | -41564.8325 | -1262729.0898 | -41182.2154
9 | 11 | 9 | 29.4 | 135.6667 | 0.2312 | 10276.1726 | 0.2712 | 0 | 10276.1726 | 4.32 | 0 | 0 | 0 | 0 | 0 | 21600 | -11323.8274 | -16176.8963 | 0 | -41581009.4368 | -41581.0094 | -1263220.5399 | -41198.2434
9 | 11 | 10 | 31.1 | 123.3333 | 0.2278 | 9204.5931 | 0.28558 | 0 | 9204.5931 | 5.68 | 0 | 0 | 0 | 0 | 0 | 28400 | -19195.4069 | -27422.0098 | 0 | -41608431.4466 | -41608.4314 | -1264053.6136 | -41225.413
9 | 11 | 11 | 31.7 | 145.8302 | 0.2266 | 10826.2432 | 0.28593 | 0 | 10826.2432 | 6.16 | 0 | 0 | 0 | 0 | 0 | 30800 | -19973.7568 | -28533.9382 | 0 | -41636965.3848 | -41636.9654 | -1264920.4674 | -41253.6843
9 | 11 | 12 | 32.8 | 307.4482 | 0.2244 | 22602.9546 | 0.29488 | 0 | 22602.9546 | 7.04 | 0 | 0 | 0 | 0 | 0 | 35200 | -12597.0454 | -17995.7791 | 0 | -41654961.1639 | -41654.9612 | -1265467.1746 | -41271.5144
9 | 11 | 13 | 33.9 | 293.6479 | 0.2222 | 21376.7316 | 0.30164 | 0 | 21376.7316 | 7.92 | 0 | 0 | 0 | 0 | 0 | 39600 | -18223.2684 | -26033.2406 | 0 | -41680994.4045 | -41680.9944 | -1266258.0579 | -41297.308
9 | 11 | 14 | 33.9 | 589.2771 | 0.2222 | 42897.7036 | 0.32126 | 0 | 42897.7036 | 7.92 | 0 | 0 | 0 | 0 | 0 | 39600 | 3297.7036 | 0 | 2308.3925 | -41678686.0119 | -41678.686 | -1266187.9295 | -41295.0209
9 | 11 | 15 | 32.8 | 252.8975 | 0.2244 | 18592.5005 | 0.31422 | 0 | 18592.5005 | 7.04 | 2.2343 | 0 | 0 | 0 | 0 | 46371.4022 | -27778.9018 | -39684.1454 | 0 | -41718370.1574 | -41718.3702 | -1267393.5238 | -41334.3397
9 | 11 | 16 | 33.3 | 144.7127 | 0.2234 | 10591.5643 | 0.30784 | 0 | 10591.5643 | 7.44 | 1.5536 | 0 | 0 | 0 | 0 | 44968.1488 | -34376.5845 | -49109.4065 | 0 | -41767479.5638 | -41767.4796 | -1268885.4551 | -41382.997
9 | 11 | 17 | 32.2 | 54.2667 | 0.2256 | 4010.9075 | 0.30212 | 0 | 4010.9075 | 6.56 | 0.44231 | 0 | 0 | 0 | 0 | 35011.5722 | -31000.6647 | -44286.6639 | 0 | -41811766.2277 | -41811.7662 | -1270230.8727 | -41426.876
9 | 11 | 18 | 31.1 | 2.4667 | 0.2278 | 184.0919 | 0.29722 | 0 | 184.0919 | 5.68 | 0 | 0 | 0 | 0 | 0 | 28400 | -28215.9081 | -40308.4402 | 0 | -41852074.6679 | -41852.0747 | -1271455.4329 | -41466.8134
9 | 11 | 19 | 28.9 | 0 | 0.2322 | 0 | 0.28539 | 0 | 0 | 3.92 | 0.55558 | 0 | 0 | 0 | 0 | 22377.8957 | -22377.8957 | -31968.4225 | 0 | -41884043.0904 | -41884.0431 | -1272426.6255 | -41498.4876
9 | 11 | 20 | 28.3 | 0 | 0.2334 | 0 | 0.33632 | 0 | 0 | 3.44 | 0.65467 | 0 | 0 | 0 | 0 | 20473.3699 | -20473.3699 | -29247.6713 | 0 | -41913290.7617 | -41913.2908 | -1273315.1624 | -41527.466
9 | 11 | 21 | 26.7 | 0 | 0.2366 | 0 | 0.3929 | 0 | 0 | 2.16 | 1.798 | 0 | 0 | 0 | 0 | 19789.7709 | -19789.7709 | -28271.1012 | 0 | -41941561.8629 | -41941.5619 | -1274174.0313 | -41555.4769
9 | 11 | 22 | 25.6 | 0 | 0.2388 | 0 | 0.42461 | 0 | 0 | 1.28 | 2.1759 | 0 | 0 | 0 | 0 | 17279.7168 | -17279.7168 | -24685.3098 | 0 | -41966247.1726 | -41966.2472 | -1274923.9647 | -41579.9349
9 | 11 | 23 | 25.6 | 0 | 0.2388 | 0 | 0.42255 | 0 | 0 | 1.28 | 1.3592 | 0 | 0 | 0 | 0 | 13195.9927 | -13195.9927 | -18851.4182 | 0 | -41985098.5908 | -41985.0986 | -1275496.6661 | -41598.6128
9 | 12 | 0 | 23.9 | 0 | 0.24 | 0 | 0.42254 | 0 | 0 | 0 | 1.7565 | 0 | 0 | 0 | 0 | 8782.2882 | -8782.2882 | -12546.126 | 0 | -41997644.7168 | -41997.6447 | -1275877.8142 | -41611.0434
9 | 12 | 1 | 24.4 | 0 | 0.24 | 0 | 0.40564 | 0 | 0 | 0.32 | 1.1116 | 0 | 0 | 0 | 0 | 7158.0034 | -7158.0034 | -10225.7191 | 0 | -42007870.4359 | -42007.8704 | -1276188.4689 | -41621.175
9 | 12 | 2 | 23.3 | 0 | 0.24 | 0 | 0.38475 | 0 | 0 | 0 | 1.2555 | 0 | 0 | 0 | 0 | 6277.2999 | -6277.2999 | -8967.5713 | 0 | -42016838.0072 | -42016.838 | -1276460.9015 | -41630.0601
9 | 12 | 3 | 23.3 | 0 | 0.24 | 0 | 0.36322 | 0 | 0 | 0 | 1.14 | 0 | 0 | 0 | 0 | 5700.1031 | -5700.1031 | -8143.0045 | 0 | -42024981.0117 | -42024.981 | -1276708.2839 | -41638.1281
9 | 12 | 4 | 22.8 | 0 | 0.24 | 0 | 0.31759 | 0 | 0 | 0 | 1.0864 | 0 | 0 | 0 | 0 | 5432.0375 | -5432.0375 | -7760.0535 | 0 | -42032741.0652 | -42032.7411 | -1276944.0324 | -41645.8167
9 | 12 | 5 | 22.2 | 0 | 0.24 | 0 | 0.2943 | 0 | 0 | 0 | 1.0287 | 0 | 0 | 0 | 0 | 5143.4391 | -5143.4391 | -7347.7701 | 0 | -42040088.8353 | -42040.0888 | -1277167.2558 | -41653.0969
9 | 12 | 6 | 23.3 | 3.2889 | 0.24 | 258.6014 | 0.28776 | 0 | 258.6014 | 0 | 1.01 | 0 | 0 | 0 | 0 | 5049.9013 | -4791.2999 | -6844.7141 | 0 | -42046933.5494 | -42046.9335 | -1277375.1964 | -41659.8786
9 | 12 | 7 | 25 | 28.7778 | 0.24 | 2262.7621 | 0.28726 | 0 | 2262.7621 | 0.8 | 0.31439 | 0 | 0 | 0 | 0 | 5571.9718 | -3309.2096 | -4727.4423 | 0 | -42051660.9918 | -42051.661 | -1277518.8149 | -41664.5625
9 | 12 | 8 | 27.2 | 196.4313 | 0.2356 | 15161.9964 | 0.25889 | 0 | 15161.9964 | 2.56 | 0 | 0 | 0 | 0 | 0 | 12800 | 2361.9964 | 0 | 1653.3975 | -42050007.5943 | -42050.0076 | -1277468.5851 | -41662.9243
9 | 12 | 9 | 27.2 | 149.5468 | 0.2356 | 11543.1094 | 0.29132 | 0 | 11543.1094 | 2.56 | 0 | 0 | 0 | 0 | 0 | 12800 | -1256.8906 | -1795.5581 | 0 | -42051803.1523 | -42051.8032 | -1277523.1337 | -41664.7033
9 | 12 | 10 | 30.6 | 139.7778 | 0.2288 | 10477.6662 | 0.27376 | 0 | 10477.6662 | 5.28 | 0 | 0 | 0 | 0 | 0 | 26400 | -15922.3338 | -22746.1912 | 0 | -42074549.3435 | -42074.5493 | -1278214.1573 | -41687.2401
9 | 12 | 11 | 32.2 | 120.0444 | 0.2256 | 8872.6136 | 0.26328 | 0 | 8872.6136 | 6.56 | 0 | 0 | 0 | 0 | 0 | 32800 | -23927.3864 | -34181.9806 | 0 | -42108731.3241 | -42108.7313 | -1279252.5972 | -41721.1075
9 | 12 | 12 | 32.2 | 186.1749 | 0.2256 | 13760.3859 | 0.24459 | 0 | 13760.3859 | 6.56 | 0 | 0 | 0 | 0 | 0 | 32800 | -19039.6141 | -27199.4487 | 0 | -42135930.7727 | -42135.9308 | -1280078.9096 | -41748.0565
9 | 12 | 13 | 32.2 | 120.8667 | 0.2256 | 8933.3849 | 0.22933 | 0 | 8933.3849 | 6.56 | 0 | 0 | 0 | 0 | 0 | 32800 | -23866.6151 | -34095.1644 | 0 | -42170025.9372 | -42170.0259 | -1281114.712 | -41781.8378
9 | 12 | 14 | 32.8 | 98.6667 | 0.2244 | 7253.7689 | 0.22221 | 0 | 7253.7689 | 7.04 | 0.013556 | 0 | 0 | 0 | 0 | 35267.7793 | -28014.0104 | -40020.0148 | 0 | -42210045.952 | -42210.046 | -1282330.5099 | -41821.4895
9 | 12 | 15 | 33.3 | 92.0889 | 0.2234 | 6740.0141 | 0.2409 | 0 | 6740.0141 | 7.44 | 1.5826 | 0 | 0 | 0 | 0 | 45113.0184 | -38373.0042 | -54818.5775 | 0 | -42264864.5295 | -42264.8645 | -1283995.8844 | -41875.8034
9 | 12 | 16 | 32.2 | 53.4444 | 0.2256 | 3950.1362 | 0.24315 | 0 | 3950.1362 | 6.56 | 1.938 | 0 | 0 | 0 | 0 | 42490.0345 | -38539.8984 | -55056.9977 | 0 | -42319921.5271 | -42319.9215 | -1285668.5021 | -41930.3536
9 | 12 | 17 | 31.1 | 30.4222 | 0.2278 | 2270.4663 | 0.26663 | 0 | 2270.4663 | 5.68 | 0.97293 | 0 | 0 | 0 | 0 | 33264.6499 | -30994.1836 | -44277.4051 | 0 | -42364198.9322 | -42364.1989 | -1287013.6384 | -41974.2234
9 | 12 | 18 | 28.3 | 1.6444 | 0.2334 | 125.7449 | 0.27513 | 0 | 125.7449 | 3.44 | 1.8476 | 0 | 0 | 0 | 0 | 26438.1166 | -26312.3717 | -37589.1024 | 0 | -42401788.0346 | -42401.788 | -1288155.5859 | -42011.4665
9 | 12 | 19 | 27.8 | 0 | 0.2344 | 0 | 0.26903 | 0 | 0 | 3.04 | 1.55 | 0 | 0 | 0 | 0 | 22950.0268 | -22950.0268 | -32785.7525 | 0 | -42434573.7871 | -42434.5738 | -1289151.6087 | -42043.9505
9 | 12 | 20 | 27.2 | 0 | 0.2356 | 0 | 0.33742 | 0 | 0 | 2.56 | 1.627 | 0 | 0 | 0 | 0 | 20934.8525 | -20934.8525 | -29906.9322 | 0 | -42464480.7193 | -42464.4807 | -1290060.1738 | -42073.5821
9 | 12 | 21 | 26.1 | 0 | 0.2378 | 0 | 0.40307 | 0 | 0 | 1.68 | 2.4425 | 0 | 0 | 0 | 0 | 20612.6708 | -20612.6708 | -29446.6725 | 0 | -42493927.3919 | -42493.9274 | -1290954.7562 | -42102.7577
9 | 12 | 22 | 24.4 | 0 | 0.24 | 0 | 0.41396 | 0 | 0 | 0.32 | 2.7716 | 0 | 0 | 0 | 0 | 15457.7733 | -15457.7733 | -22082.5333 | 0 | -42516009.9252 | -42516.0099 | -1291625.618 | -42124.6369
9 | 12 | 23 | 24.4 | 0 | 0.24 | 0 | 0.38023 | 0 | 0 | 0.32 | 2.323 | 0 | 0 | 0 | 0 | 13215.1472 | -13215.1472 | -18878.7817 | 0 | -42534888.7069 | -42534.8887 | -1292199.1506 | -42143.3419
9 | 13 | 0 | 25 | 0 | 0.24 | 0 | 0.33917 | 0 | 0 | 0.8 | 1.378 | 0 | 0 | 0 | 0 | 10889.9387 | -10889.9387 | -15557.0553 | 0 | -42550445.7622 | -42550.4458 | -1292671.77 | -42158.7558
9 | 13 | 1 | 23.9 | 0 | 0.24 | 0 | 0.3138 | 0 | 0 | 0 | 1.7412 | 0 | 0 | 0 | 0 | 8705.861 | -8705.861 | -12436.9442 | 0 | -42562882.7064 | -42562.8827 | -1293049.6012 | -42171.0782
9 | 13 | 2 | 23.9 | 0 | 0.24 | 0 | 0.31468 | 0 | 0 | 0 | 1.641 | 0 | 0 | 0 | 0 | 8205.0914 | -8205.0914 | -11721.5592 | 0 | -42574604.2656 | -42574.6043 | -1293405.6992 | -42182.6919
9 | 13 | 3 | 23.9 | 0 | 0.24 | 0 | 0.31136 | 0 | 0 | 0 | 1.4877 | 0 | 0 | 0 | 0 | 7438.5376 | -7438.5376 | -10626.4823 | 0 | -42585230.748 | -42585.2307 | -1293728.5291 | -42193.2206
9 | 13 | 4 | 23.3 | 0 | 0.24 | 0 | 0.27138 | 0 | 0 | 0 | 1.3732 | 0 | 0 | 0 | 0 | 6865.9037 | -6865.9037 | -9808.4339 | 0 | -42595039.1818 | -42595.0392 | -1294026.5068 | -42202.9387
9 | 13 | 5 | 23.3 | 0 | 0.24 | 0 | 0.2369 | 0 | 0 | 0 | 1.234 | 0 | 0 | 0 | 0 | 6170.0736 | -6170.0736 | -8814.3909 | 0 | -42603853.5727 | -42603.8536 | -1294294.2858 | -42211.672
9 | 13 | 6 | 22.8 | 3.2889 | 0.24 | 258.6014 | 0.20723 | 0 | 258.6014 | 0 | 1.0595 | 0 | 0 | 0 | 0 | 5297.4343 | -5038.8329 | -7198.3327 | 0 | -42611051.9054 | -42611.0519 | -1294512.9693 | -42218.804
9 | 13 | 7 | 26.1 | 28.7778 | 0.2378 | 2242.0201 | 0.18425 | 0 | 2242.0201 | 1.68 | 0 | 0 | 0 | 0 | 0 | 8400 | -6157.9799 | -8797.1141 | 0 | -42619849.0195 | -42619.849 | -1294780.2234 | -42227.5202
9 | 13 | 8 | 28.3 | 104.4222 | 0.2334 | 7984.8027 | 0.14244 | 0 | 7984.8027 | 3.44 | 0 | 0 | 0 | 0 | 0 | 17200 | -9215.1973 | -13164.5676 | 0 | -42633013.587 | -42633.0136 | -1295180.1596 | -42240.5636
9 | 13 | 9 | 30 | 120.0444 | 0.23 | 9045.661 | 0.13284 | 0 | 9045.661 | 4.8 | 0 | 0 | 0 | 0 | 0 | 24000 | -14954.339 | -21363.3414 | 0 | -42654376.9285 | -42654.3769 | -1295829.1725 | -42261.7302
9 | 13 | 10 | 31.7 | 160.5036 | 0.2266 | 11915.579 | 0.13501 | 0 | 11915.579 | 6.16 | 0 | 0 | 0 | 0 | 0 | 30800 | -18884.421 | -26977.7442 | 0 | -42681354.6727 | -42681.3547 | -1296648.7496 | -42288.4596
9 | 13 | 11 | 32.8 | 161.9778 | 0.2244 | 11908.2706 | 0.13864 | 0 | 11908.2706 | 7.04 | 0 | 0 | 0 | 0 | 0 | 35200 | -23291.7294 | -33273.8991 | 0 | -42714628.5718 | -42714.6286 | -1297659.6022 | -42321.4272
9 | 13 | 12 | 33.3 | 171.1988 | 0.2234 | 12530.0936 | 0.15099 | 0 | 12530.0936 | 7.44 | 0 | 0 | 0 | 0 | 0 | 37200 | -24669.9064 | -35242.7234 | 0 | -42749871.2952 | -42749.8713 | -1298730.2672 | -42356.3455
9 | 13 | 13 | 33.3 | 169.5139 | 0.2234 | 12406.7711 | 0.17721 | 0 | 12406.7711 | 7.44 | 0 | 0 | 0 | 0 | 0 | 37200 | -24793.2289 | -35418.8984 | 0 | -42785290.1936 | -42785.2902 | -1299806.2844 | -42391.4384
9 | 13 | 14 | 33.3 | 120.0444 | 0.2234 | 8786.0899 | 0.21112 | 0 | 8786.0899 | 7.44 | 0 | 0 | 0 | 0 | 0 | 37200 | -28413.9101 | -40591.3002 | 0 | -42825881.4938 | -42825.8815 | -1301039.4378 | -42431.656
9 | 13 | 15 | 33.3 | 104.4222 | 0.2234 | 7642.6946 | 0.21862 | 0 | 7642.6946 | 7.44 | 0.96297 | 0 | 0 | 0 | 0 | 42014.8634 | -34372.1688 | -49103.0983 | 0 | -42874984.5921 | -42874.9846 | -1302531.1775 | -42480.3071
9 | 13 | 16 | 32.8 | 53.4444 | 0.2244 | 3929.1248 | 0.23743 | 0 | 3929.1248 | 7.04 | 1.2229 | 0 | 0 | 0 | 0 | 41314.6568 | -37385.5319 | -53407.9028 | 0 | -42928392.4949 | -42928.3925 | -1304153.696 | -42533.2234
9 | 13 | 17 | 31.1 | 48.5111 | 0.2278 | 3620.4733 | 0.23296 | 0 | 3620.4733 | 5.68 | 1.9177 | 0 | 0 | 0 | 0 | 37988.3095 | -34367.8362 | -49096.9089 | 0 | -42977489.4038 | -42977.4894 | -1305645.2477 | -42581.8684
9 | 13 | 18 | 28.9 | 1.6444 | 0.2322 | 125.0984 | 0.22999 | 0 | 125.0984 | 3.92 | 2.8167 | 0 | 0 | 0 | 0 | 33683.4235 | -33558.3251 | -47940.4644 | 0 | -43025429.8682 | -43025.4299 | -1307101.6669 | -42629.3675
9 | 13 | 19 | 27.8 | 0 | 0.2344 | 0 | 0.22187 | 0 | 0 | 3.04 | 1.8313 | 0 | 0 | 0 | 0 | 24356.5161 | -24356.5161 | -34795.023 | 0 | -43060224.8912 | -43060.2249 | -1308158.7309 | -42663.8422
9 | 13 | 20 | 27.2 | 0 | 0.2356 | 0 | 0.27218 | 0 | 0 | 2.56 | 1.2597 | 0 | 0 | 0 | 0 | 19098.3174 | -19098.3174 | -27283.3106 | 0 | -43087508.2017 | -43087.5082 | -1308987.5909 | -42690.8744
9 | 13 | 21 | 26.7 | 0 | 0.2366 | 0 | 0.32516 | 0 | 0 | 2.16 | 1.7464 | 0 | 0 | 0 | 0 | 19531.9715 | -19531.9715 | -27902.8164 | 0 | -43115411.0182 | -43115.411 | -1309835.2714 | -42718.5204
9 | 13 | 22 | 26.1 | 0 | 0.2378 | 0 | 0.33129 | 0 | 0 | 1.68 | 1.59 | 0 | 0 | 0 | 0 | 16349.856 | -16349.856 | -23356.9372 | 0 | -43138767.9553 | -43138.768 | -1310544.8493 | -42741.6623
9 | 13 | 23 | 25.6 | 0 | 0.2388 | 0 | 0.33479 | 0 | 0 | 1.28 | 1.1767 | 0 | 0 | 0 | 0 | 12283.4287 | -12283.4287 | -17547.7553 | 0 | -43156315.7106 | -43156.3157 | -1311077.9456 | -42759.0485
9 | 14 | 0 | 24.4 | 0 | 0.24 | 0 | 0.32966 | 0 | 0 | 0.32 | 1.8921 | 0 | 0 | 0 | 0 | 11060.3554 | -11060.3554 | -15800.5076 | 0 | -43172116.2183 | -43172.1162 | -1311557.9611 | -42774.7036
9 | 14 | 1 | 25 | 0 | 0.24 | 0 | 0.31536 | 0 | 0 | 0.8 | 1.3451 | 0 | 0 | 0 | 0 | 10725.6772 | -10725.6772 | -15322.396 | 0 | -43187438.6142 | -43187.4386 | -1312023.4516 | -42789.8849
9 | 14 | 2 | 23.9 | 0 | 0.24 | 0 | 0.28424 | 0 | 0 | 0 | 1.6871 | 0 | 0 | 0 | 0 | 8435.5139 | -8435.5139 | -12050.7341 | 0 | -43199489.3483 | -43199.4893 | -1312389.5498 | -42801.8247
9 | 14 | 3 | 23.9 | 0 | 0.24 | 0 | 0.26311 | 0 | 0 | 0 | 1.401 | 0 | 0 | 0 | 0 | 7005.0697 | -7005.0697 | -10007.2425 | 0 | -43209496.5908 | -43209.4966 | -1312693.5673 | -42811.7399
9 | 14 | 4 | 24.4 | 0 | 0.24 | 0 | 0.25088 | 0 | 0 | 0.32 | 0.90513 | 0 | 0 | 0 | 0 | 6125.6653 | -6125.6653 | -8750.9504 | 0 | -43218247.5412 | -43218.2475 | -1312959.419 | -42820.4102
9 | 14 | 5 | 23.3 | 0 | 0.24 | 0 | 0.23953 | 0 | 0 | 0 | 1.2534 | 0 | 0 | 0 | 0 | 6267.0336 | -6267.0336 | -8952.9051 | 0 | -43227200.4463 | -43227.2004 | -1313231.406 | -42829.2807
9 | 14 | 6 | 22.8 | 4.1111 | 0.24 | 323.2517 | 0.21335 | 0 | 323.2517 | 0 | 1.1021 | 0 | 0 | 0 | 0 | 5510.7461 | -5187.4944 | -7410.7062 | 0 | -43234611.1525 | -43234.6112 | -1313456.5413 | -42836.6232
9 | 14 | 7 | 25 | 34.5333 | 0.24 | 2715.3146 | 0.18541 | 0 | 2715.3146 | 0.8 | 0.34816 | 0 | 0 | 0 | 0 | 5740.7961 | -3025.4816 | -4322.1165 | 0 | -43238933.269 | -43238.9333 | -1313587.8461 | -42840.9056
9 | 14 | 8 | 26.1 | 76.4667 | 0.2378 | 5957.3678 | 0.11627 | 0 | 5957.3678 | 1.68 | 0 | 0 | 0 | 0 | 0 | 8400 | -2442.6322 | -3489.4745 | 0 | -43242422.7436 | -43242.4227 | -1313693.8555 | -42844.3629
9 | 14 | 9 | 28.9 | 110.1778 | 0.2322 | 8381.5942 | 0.12339 | 0 | 8381.5942 | 3.92 | 0 | 0 | 0 | 0 | 0 | 19600 | -11218.4058 | -16026.294 | 0 | -43258449.0376 | -43258.449 | -1314180.7303 | -42860.2417
9 | 14 | 10 | 30 | 113.4667 | 0.23 | 8550.0083 | 0.13902 | 0 | 8550.0083 | 4.8 | 0 | 0 | 0 | 0 | 0 | 24000 | -15449.9917 | -22071.4166 | 0 | -43280520.4542 | -43280.5205 | -1314851.2543 | -42882.1099
9 | 14 | 11 | 31.1 | 149.6444 | 0.2278 | 11168.2396 | 0.15304 | 0 | 11168.2396 | 5.68 | 0 | 0 | 0 | 0 | 0 | 28400 | -17231.7604 | -24616.8005 | 0 | -43305137.2547 | -43305.1373 | -1315599.1065 | -42906.5001
9 | 14 | 12 | 32.8 | 168.7324 | 0.2244 | 12404.8542 | 0.1493 | 0 | 12404.8542 | 7.04 | 0 | 0 | 0 | 0 | 0 | 35200 | -22795.1458 | -32564.494 | 0 | -43337701.7488 | -43337.7017 | -1316588.4076 | -42938.7648
9 | 14 | 13 | 33.3 | 120.0444 | 0.2234 | 8786.0899 | 0.13994 | 0 | 8786.0899 | 7.44 | 0 | 0 | 0 | 0 | 0 | 37200 | -28413.9101 | -40591.3002 | 0 | -43378293.049 | -43378.293 | -1317821.561 | -42978.9825
9 | 14 | 14 | 33.3 | 174.4568 | 0.2234 | 12768.5478 | 0.14399 | 0 | 12768.5478 | 7.44 | 0 | 0 | 0 | 0 | 0 | 37200 | -24431.4522 | -34902.0746 | 0 | -43413195.1236 | -43413.1951 | -1318881.8772 | -43013.5633
9 | 14 | 15 | 33.3 | 87.1556 | 0.2234 | 6378.942 | 0.16497 | 0 | 6378.942 | 7.44 | 1.0793 | 0 | 0 | 0 | 0 | 42596.623 | -36217.6811 | -51739.5444 | 0 | -43464934.6679 | -43464.9347 | -1320453.7114 | -43064.8265
9 | 14 | 16 | 32.2 | 92.9111 | 0.2256 | 6867.1598 | 0.17339 | 0 | 6867.1598 | 6.56 | 2.2855 | 0 | 0 | 0 | 0 | 44227.3283 | -37360.1685 | -53371.6693 | 0 | -43518306.3372 | -43518.3063 | -1322075.1292 | -43117.7069
9 | 14 | 17 | 31.7 | 45.2222 | 0.2266 | 3357.2386 | 0.19046 | 0 | 3357.2386 | 6.16 | 2.1056 | 0 | 0 | 0 | 0 | 41327.8423 | -37970.6037 | -54243.7195 | 0 | -43572550.0568 | -43572.5501 | -1323723.0397 | -43171.4513
9 | 14 | 18 | 30.6 | 0.82222 | 0.2288 | 61.6333 | 0.20633 | 0 | 61.6333 | 5.28 | 2.2463 | 0 | 0 | 0 | 0 | 37631.455 | -37569.8217 | -53671.1738 | 0 | -43626221.2306 | -43626.2212 | -1325353.5564 | -43224.6284
9 | 14 | 19 | 29.4 | 0 | 0.2312 | 0 | 0.19203 | 0 | 0 | 4.32 | 1.784 | 0 | 0 | 0 | 0 | 30520.0622 | -30520.0622 | -43600.0888 | 0 | -43669821.3195 | -43669.8213 | -1326678.116 | -43267.8271
9 | 14 | 20 | 28.3 | 0 | 0.2334 | 0 | 0.24207 | 0 | 0 | 3.44 | 0.71627 | 0 | 0 | 0 | 0 | 20781.3603 | -20781.3603 | -29687.6575 | 0 | -43699508.977 | -43699.509 | -1327580.0196 | -43297.2415
9 | 14 | 21 | 27.8 | 0 | 0.2344 | 0 | 0.2815 | 0 | 0 | 3.04 | 0.78756 | 0 | 0 | 0 | 0 | 19137.7905 | -19137.7905 | -27339.7007 | 0 | -43726848.6777 | -43726.8487 | -1328410.5927 | -43324.3296
9 | 14 | 22 | 28.3 | 0 | 0.2334 | 0 | 0.30481 | 0 | 0 | 3.44 | 0 | 0 | 0 | 0 | 0 | 17200 | -17200 | -24571.4286 | 0 | -43751420.1062 | -43751.4201 | -1329157.0665 | -43348.6748
9 | 14 | 23 | 25.6 | 0 | 0.2388 | 0 | 0.29083 | 0 | 0 | 1.28 | 1.1313 | 0 | 0 | 0 | 0 | 12056.4284 | -12056.4284 | -17223.4691 | 0 | -43768643.5754 | -43768.6436 | -1329680.3112 | -43365.7397
9 | 15 | 0 | 23.3 | 0 | 0.24 | 0 | 0.28517 | 0 | 0 | 0 | 2.2305 | 0 | 0 | 0 | 0 | 11152.6733 | -11152.6733 | -15932.3904 | 0 | -43784575.9658 | -43784.576 | -1330164.3331 | -43381.5254
9 | 15 | 1 | 23.3 | 0 | 0.24 | 0 | 0.26179 | 0 | 0 | 0 | 1.9581 | 0 | 0 | 0 | 0 | 9790.6715 | -9790.6715 | -13986.6735 | 0 | -43798562.6393 | -43798.5626 | -1330589.2447 | -43395.3834
9 | 15 | 2 | 22.2 | 0 | 0.24 | 0 | 0.22923 | 0 | 0 | 0 | 1.8361 | 0 | 0 | 0 | 0 | 9180.3943 | -9180.3943 | -13114.8489 | 0 | -43811677.4882 | -43811.6775 | -1330987.6705 | -43408.3775
9 | 15 | 3 | 22.8 | 0 | 0.24 | 0 | 0.18327 | 0 | 0 | 0 | 1.602 | 0 | 0 | 0 | 0 | 8010.0309 | -8010.0309 | -11442.9012 | 0 | -43823120.3895 | -43823.1204 | -1331335.303 | -43419.7151
9 | 15 | 4 | 22.2 | 0 | 0.24 | 0 | 0.15667 | 0 | 0 | 0 | 1.3305 | 0 | 0 | 0 | 0 | 6652.5919 | -6652.5919 | -9503.7027 | 0 | -43832624.0921 | -43832.6241 | -1331624.0231 | -43429.1313
9 | 15 | 5 | 21.7 | 0 | 0.24 | 0 | 0.14038 | 0 | 0 | 0 | 1.1094 | 0 | 0 | 0 | 0 | 5547.2487 | -5547.2487 | -7924.6409 | 0 | -43840548.7331 | -43840.5487 | -1331864.7716 | -43436.983
9 | 15 | 6 | 21.7 | 5.7556 | 0.24 | 452.5524 | 0.12691 | 0 | 452.5524 | 0 | 1.0367 | 0 | 0 | 0 | 0 | 5183.3638 | -4730.8113 | -6758.3019 | 0 | -43847307.035 | -43847.307 | -1332070.0871 | -43443.6791
9 | 15 | 7 | 23.3 | 50.9778 | 0.24 | 4008.3215 | 0.1062 | 0 | 4008.3215 | 0 | 1.0704 | 0 | 0 | 0 | 0 | 5352.1881 | -1343.8666 | -1919.8094 | 0 | -43849226.8444 | -43849.2268 | -1332128.4105 | -43445.5812
9 | 15 | 8 | 24.4 | 61.6667 | 0.24 | 4848.776 | 0.064227 | 0 | 4848.776 | 0.32 | 1.0219 | 0 | 0 | 0 | 0 | 6709.7063 | -1860.9303 | -2658.4718 | 0 | -43851885.3162 | -43851.8853 | -1332209.1742 | -43448.2152
9 | 15 | 9 | 26.1 | 126.6222 | 0.2378 | 9864.8886 | 0.04511 | 0 | 9864.8886 | 1.68 | 0.15428 | 0 | 0 | 0 | 0 | 9171.3991 | 693.4895 | 0 | 485.4427 | -43851399.8736 | -43851.3999 | -1332194.4265 | -43447.7342
9 | 15 | 10 | 26.7 | 117.5778 | 0.2366 | 9114.0287 | 0.062734 | 0 | 9114.0287 | 2.16 | 0.015488 | 0 | 0 | 0 | 0 | 10877.4423 | -1763.4135 | -2519.1622 | 0 | -43853919.0358 | -43853.919 | -1332270.958 | -43450.2302
9 | 15 | 11 | 27.8 | 141.7242 | 0.2344 | 10883.5875 | 0.084945 | 0 | 10883.5875 | 3.04 | 0 | 0 | 0 | 0 | 0 | 15200 | -4316.4125 | -6166.3036 | 0 | -43860085.3394 | -43860.0853 | -1332458.2888 | -43456.3397
9 | 15 | 12 | 28.3 | 398.6096 | 0.2334 | 30480.2838 | 0.092678 | 0 | 30480.2838 | 3.44 | 0.19041 | 0 | 0 | 0 | 0 | 18152.0351 | 12328.2487 | 0 | 8629.7741 | -43851455.5653 | -43851.4556 | -1332196.1184 | -43447.7894
9 | 15 | 13 | 28.9 | 265.3979 | 0.2322 | 20189.7148 | 0.13375 | 0 | 20189.7148 | 3.92 | 0.43238 | 0 | 0 | 0 | 0 | 21761.915 | -1572.2002 | -2246.0003 | 0 | -43853701.5656 | -43853.7016 | -1332264.3514 | -43450.0147
9 | 15 | 14 | 30 | 484.6619 | 0.23 | 36520.5322 | 0.16264 | 0 | 36520.5322 | 4.8 | 1.8713 | 0 | 0 | 0 | 0 | 33356.5441 | 3163.9882 | 0 | 2214.7917 | -43851486.7738 | -43851.4868 | -1332197.0665 | -43447.8203
9 | 15 | 15 | 28.3 | 428.4425 | 0.2334 | 32761.4994 | 0.21454 | 0 | 32761.4994 | 3.44 | 5.1447 | 0 | 0 | 0 | 0 | 42923.586 | -10162.0866 | -14517.2666 | 0 | -43866004.0405 | -43866.004 | -1332638.0974 | -43462.2039
9 | 15 | 16 | 27.8 | 172.1435 | 0.2344 | 13219.6112 | 0.20437 | 0 | 13219.6112 | 3.04 | 5.7138 | 0 | 0 | 0 | 0 | 43769.0347 | -30549.4235 | -43642.0336 | 0 | -43909646.074 | -43909.6461 | -1333963.9314 | -43505.4442
9 | 15 | 17 | 27.2 | 125.8636 | 0.2356 | 9715.0693 | 0.24175 | 0 | 9715.0693 | 2.56 | 5.4401 | 0 | 0 | 0 | 0 | 40000.5967 | -30285.5274 | -43265.0392 | 0 | -43952911.1132 | -43952.9111 | -1335278.3123 | -43548.311
9 | 15 | 18 | 26.7 | 0.82222 | 0.2366 | 63.7345 | 0.23354 | 0 | 63.7345 | 2.16 | 5.3725 | 0 | 0 | 0 | 0 | 37662.3376 | -37598.6031 | -53712.2902 | 0 | -44006623.4034 | -44006.6234 | -1336910.0781 | -43601.5289
9 | 15 | 19 | 25.6 | 0 | 0.2388 | 0 | 0.21811 | 0 | 0 | 1.28 | 5.116 | 0 | 0 | 0 | 0 | 31979.9828 | -31979.9828 | -45685.6897 | 0 | -44052309.0931 | -44052.3091 | -1338297.9978 | -43646.794
9 | 15 | 20 | 24.4 | 0 | 0.24 | 0 | 0.23274 | 0 | 0 | 0.32 | 4.2145 | 0 | 0 | 0 | 0 | 22672.7328 | -22672.7328 | -32389.6183 | 0 | -44084698.7114 | -44084.6987 | -1339281.9862 | -43678.8855
9 | 15 | 21 | 23.3 | 0 | 0.24 | 0 | 0.26384 | 0 | 0 | 0 | 3.9713 | 0 | 0 | 0 | 0 | 19856.2528 | -19856.2528 | -28366.0755 | 0 | -44113064.7869 | -44113.0648 | -1340143.7404 | -43706.9904
9 | 15 | 22 | 22.8 | 0 | 0.24 | 0 | 0.28144 | 0 | 0 | 0 | 3.1769 | 0 | 0 | 0 | 0 | 15884.3178 | -15884.3178 | -22691.8826 | 0 | -44135756.6695 | -44135.7567 | -1340833.114 | -43729.4734
9 | 15 | 23 | 22.8 | 0 | 0.24 | 0 | 0.28065 | 0 | 0 | 0 | 2.5287 | 0 | 0 | 0 | 0 | 12643.5748 | -12643.5748 | -18062.2497 | 0 | -44153818.9192 | -44153.8189 | -1341381.8406 | -43747.3694
9 | 16 | 0 | 22.8 | 0 | 0.24 | 0 | 0.26882 | 0 | 0 | 0 | 2.4185 | 0 | 0 | 0 | 0 | 12092.6142 | -12092.6142 | -17275.1632 | 0 | -44171094.0824 | -44171.0941 | -1341906.6557 | -43764.4855
9 | 16 | 1 | 22.8 | 0 | 0.24 | 0 | 0.25845 | 0 | 0 | 0 | 1.9917 | 0 | 0 | 0 | 0 | 9958.3551 | -9958.3551 | -14226.2216 | 0 | -44185320.304 | -44185.3203 | -1342338.8447 | -43778.5808
9 | 16 | 2 | 22.8 | 0 | 0.24 | 0 | 0.22999 | 0 | 0 | 0 | 1.6983 | 0 | 0 | 0 | 0 | 8491.4084 | -8491.4084 | -12130.5834 | 0 | -44197450.8874 | -44197.4509 | -1342707.3687 | -43790.5997
9 | 16 | 3 | 22.2 | 0 | 0.24 | 0 | 0.21144 | 0 | 0 | 0 | 1.4777 | 0 | 0 | 0 | 0 | 7388.3466 | -7388.3466 | -10554.7809 | 0 | -44208005.6683 | -44208.0057 | -1343028.0203 | -43801.0573
9 | 16 | 4 | 21.7 | 0 | 0.24 | 0 | 0.19242 | 0 | 0 | 0 | 1.2655 | 0 | 0 | 0 | 0 | 6327.4909 | -6327.4909 | -9039.2727 | 0 | -44217044.941 | -44217.0449 | -1343302.6311 | -43810.0134
9 | 16 | 5 | 21.7 | 0 | 0.24 | 0 | 0.18334 | 0 | 0 | 0 | 1.3196 | 0 | 0 | 0 | 0 | 6597.838 | -6597.838 | -9425.4829 | 0 | -44226470.4239 | -44226.4704 | -1343588.9749 | -43819.3521
9 | 16 | 6 | 21.7 | 8.2222 | 0.24 | 646.5035 | 0.16865 | 0 | 646.5035 | 0 | 1.1053 | 0 | 0 | 0 | 0 | 5526.716 | -4880.2125 | -6971.7322 | 0 | -44233442.1561 | -44233.4422 | -1343800.7744 | -43826.2597
9 | 16 | 7 | 22.8 | 75.6444 | 0.24 | 5947.8319 | 0.15943 | 0 | 5947.8319 | 0 | 1.0501 | 0 | 0 | 0 | 0 | 5250.6654 | 697.1665 | 0 | 488.0166 | -44232954.1395 | -44232.9541 | -1343785.9485 | -43825.7762
9 | 16 | 8 | 23.9 | 118.4 | 0.24 | 9309.6499 | 0.10333 | 0 | 9309.6499 | 0 | 1.3036 | 0 | 0 | 0 | 0 | 6517.9887 | 2791.6613 | 0 | 1954.1629 | -44230999.9766 | -44231 | -1343726.5816 | -43823.84
9 | 16 | 9 | 26.7 | 106.0667 | 0.2366 | 8221.7462 | 0.10713 | 0 | 8221.7462 | 2.16 | 0 | 0 | 0 | 0 | 0 | 10800 | -2578.2538 | -3683.2197 | 0 | -44234683.1963 | -44234.6832 | -1343838.4768 | -43827.4893
9 | 16 | 10 | 27.8 | 269.4848 | 0.2344 | 20694.8508 | 0.11154 | 0 | 20694.8508 | 3.04 | 0 | 0 | 0 | 0 | 0 | 15200 | 5494.8508 | 0 | 3846.3955 | -44230836.8008 | -44230.8368 | -1343721.6243 | -43823.6783
9 | 16 | 11 | 28.3 | 173.2728 | 0.2334 | 13249.5671 | 0.11532 | 0 | 13249.5671 | 3.44 | 0 | 0 | 0 | 0 | 0 | 17200 | -3950.4329 | -5643.4755 | 0 | -44236480.2763 | -44236.4803 | -1343893.0717 | -43829.2698
9 | 16 | 12 | 28.9 | 235.2816 | 0.2322 | 17898.6654 | 0.12472 | 0 | 17898.6654 | 3.92 | 0.39428 | 0 | 0 | 0 | 0 | 21571.4173 | -3672.7518 | -5246.7883 | 0 | -44241727.0646 | -44241.7271 | -1344052.4678 | -43834.4683
9 | 16 | 13 | 28.9 | 178.5575 | 0.2322 | 13583.4709 | 0.13371 | 0 | 13583.4709 | 3.92 | 0.78463 | 0 | 0 | 0 | 0 | 23523.1636 | -9939.6927 | -14199.561 | 0 | -44255926.6256 | -44255.9266 | -1344483.8469 | -43848.5372
9 | 16 | 14 | 29.4 | 157.1848 | 0.2312 | 11906.077 | 0.14524 | 0 | 11906.077 | 4.32 | 2.2636 | 0 | 0 | 0 | 0 | 32917.8242 | -21011.7472 | -30016.7817 | 0 | -44285943.4073 | -44285.9434 | -1345395.7491 | -43878.2776
9 | 16 | 15 | 28.9 | 103.6 | 0.2322 | 7881.2005 | 0.16419 | 0 | 7881.2005 | 3.92 | 4.8239 | 0 | 0 | 0 | 0 | 43719.3465 | -35838.146 | -51197.3515 | 0 | -44337140.7588 | -44337.1408 | -1346951.1117 | -43929.0037
9 | 16 | 16 | 29.4 | 126.4136 | 0.2312 | 9575.2922 | 0.18986 | 0 | 9575.2922 | 4.32 | 4.7663 | 0 | 0 | 0 | 0 | 45431.3586 | -35856.0664 | -51222.952 | 0 | -44388363.7108 | -44388.3637 | -1348507.252 | -43979.7551
9 | 16 | 17 | 28.3 | 35.3556 | 0.2334 | 2703.5159 | 0.19094 | 0 | 2703.5159 | 3.44 | 3.574 | 0 | 0 | 0 | 0 | 35069.8317 | -32366.3159 | -46237.5941 | 0 | -44434601.3049 | -44434.6013 | -1349911.9384 | -44025.5671
9 | 16 | 18 | 26.7 | 0.82222 | 0.2366 | 63.7345 | 0.1981 | 0 | 63.7345 | 2.16 | 3.2056 | 0 | 0 | 0 | 0 | 26827.921 | -26764.1866 | -38234.5522 | 0 | -44472835.8571 | -44472.8359 | -1351073.4944 | -44063.4497
9 | 16 | 19 | 26.1 | 0 | 0.2378 | 0 | 0.19515 | 0 | 0 | 1.68 | 3.0298 | 0 | 0 | 0 | 0 | 23548.8456 | -23548.8456 | -33641.208 | 0 | -44506477.0651 | -44506.4771 | -1352095.5058 | -44096.7812
9 | 16 | 20 | 25 | 0 | 0.24 | 0 | 0.24246 | 0 | 0 | 0.8 | 3.3776 | 0 | 0 | 0 | 0 | 20888.2185 | -20888.2185 | -29840.3121 | 0 | -44536317.3772 | -44536.3174 | -1353002.0469 | -44126.3468
9 | 16 | 21 | 25 | 0 | 0.24 | 0 | 0.26946 | 0 | 0 | 0.8 | 3.478 | 0 | 0 | 0 | 0 | 21390.1287 | -21390.1287 | -30557.3267 | 0 | -44566874.7039 | -44566.8747 | -1353930.3708 | -44156.6229
9 | 16 | 22 | 23.9 | 0 | 0.24 | 0 | 0.27706 | 0 | 0 | 0 | 3.4846 | 0 | 0 | 0 | 0 | 17423.129 | -17423.129 | -24890.1842 | 0 | -44591764.8882 | -44591.7649 | -1354686.5282 | -44181.2839
9 | 16 | 23 | 23.3 | 0 | 0.24 | 0 | 0.28252 | 0 | 0 | 0 | 2.9261 | 0 | 0 | 0 | 0 | 14630.683 | -14630.683 | -20900.9757 | 0 | -44612665.8639 | -44612.6659 | -1355321.4946 | -44201.9925
9 | 17 | 0 | 22.2 | 0 | 0.24 | 0 | 0.28563 | 0 | 0 | 0 | 2.5798 | 0 | 0 | 0 | 0 | 12899.0927 | -12899.0927 | -18427.2753 | 0 | -44631093.1392 | -44631.0931 | -1355881.3106 | -44220.2502
9 | 17 | 1 | 22.2 | 0 | 0.24 | 0 | 0.2783 | 0 | 0 | 0 | 2.2111 | 0 | 0 | 0 | 0 | 11055.7134 | -11055.7134 | -15793.8762 | 0 | -44646887.0154 | -44646.887 | -1356361.1245 | -44235.8987
9 | 17 | 2 | 20.6 | 0 | 0.24 | 0 | 0.26697 | 0 | 0 | 0 | 1.9515 | 0 | 0 | 0 | 0 | 9757.591 | -9757.591 | -13939.4157 | 0 | -44660826.4311 | -44660.8264 | -1356784.6004 | -44249.7098
9 | 17 | 3 | 20.6 | 0 | 0.24 | 0 | 0.25425 | 0 | 0 | 0 | 1.6009 | 0 | 0 | 0 | 0 | 8004.3273 | -8004.3273 | -11434.7533 | 0 | -44672261.1845 | -44672.2612 | -1357131.9854 | -44261.0392
9 | 17 | 4 | 20 | 0 | 0.24 | 0 | 0.23164 | 0 | 0 | 0 | 1.4339 | 0 | 0 | 0 | 0 | 7169.3312 | -7169.3312 | -10241.9018 | 0 | -44682503.0863 | -44682.5031 | -1357443.1317 | -44271.1869
9 | 17 | 5 | 20.6 | 0 | 0.24 | 0 | 0.21918 | 0 | 0 | 0 | 1.4254 | 0 | 0 | 0 | 0 | 7127.1252 | -7127.1252 | -10181.6074 | 0 | -44692684.6936 | -44692.6847 | -1357752.4464 | -44281.2748
9 | 17 | 6 | 21.1 | 7.4 | 0.24 | 581.8531 | 0.20477 | 0 | 581.8531 | 0 | 1.3086 | 0 | 0 | 0 | 0 | 6543.0842 | -5961.2311 | -8516.0444 | 0 | -44701200.738 | -44701.2007 | -1358011.1617 | -44289.7124
9 | 17 | 7 | 22.8 | 64.1333 | 0.24 | 5042.727 | 0.17999 | 0 | 5042.727 | 0 | 1.2304 | 0 | 0 | 0 | 0 | 6151.8223 | -1109.0953 | -1584.4219 | 0 | -44702785.1599 | -44702.7852 | -1358059.296 | -44291.2822
9 | 17 | 8 | 25 | 60.8444 | 0.24 | 4784.1257 | 0.10769 | 0 | 4784.1257 | 0.8 | 0.70543 | 0 | 0 | 0 | 0 | 7527.1402 | -2743.0146 | -3918.5922 | 0 | -44706703.7521 | -44706.7038 | -1358178.3418 | -44295.1648
9 | 17 | 9 | 26.7 | 88.8 | 0.2366 | 6883.3224 | 0.11367 | 0 | 6883.3224 | 2.16 | 0 | 0 | 0 | 0 | 0 | 10800 | -3916.6776 | -5595.2537 | 0 | -44712299.0058 | -44712.299 | -1358348.3242 | -44300.7085
9 | 17 | 10 | 28.3 | 134.8444 | 0.2334 | 10311.0838 | 0.14207 | 0 | 10311.0838 | 3.44 | 0 | 0 | 0 | 0 | 0 | 17200 | -6888.9162 | -9841.3089 | 0 | -44722140.3147 | -44722.1403 | -1358647.3007 | -44310.4592
9 | 17 | 11 | 29.4 | 133.2 | 0.2312 | 10089.3331 | 0.15327 | 0 | 10089.3331 | 4.32 | 0 | 0 | 0 | 0 | 0 | 21600 | -11510.6669 | -16443.8099 | 0 | -44738584.1245 | -44738.5841 | -1359146.8595 | -44326.7517
9 | 17 | 12 | 30.6 | 117.5778 | 0.2288 | 8813.5663 | 0.1527 | 0 | 8813.5663 | 5.28 | 0 | 0 | 0 | 0 | 0 | 26400 | -17586.4337 | -25123.4768 | 0 | -44763707.6013 | -44763.7076 | -1359910.1043 | -44351.6439
9 | 17 | 13 | 32.8 | 133.4702 | 0.2244 | 9812.4496 | 0.16036 | 0 | 9812.4496 | 7.04 | 0 | 0 | 0 | 0 | 0 | 35200 | -25387.5504 | -36267.9291 | 0 | -44799975.5304 | -44799.9755 | -1361011.9148 | -44387.5779
9 | 17 | 14 | 32.8 | 225.9441 | 0.2244 | 16610.9442 | 0.17676 | 0 | 16610.9442 | 7.04 | 0.71942 | 0 | 0 | 0 | 0 | 38797.1207 | -22186.1765 | -31694.5379 | 0 | -44831670.0683 | -44831.6701 | -1361974.7869 | -44418.9807
9 | 17 | 15 | 32.2 | 331.2296 | 0.2256 | 24481.5352 | 0.18245 | 0 | 24481.5352 | 6.56 | 2.9822 | 0 | 0 | 0 | 0 | 47711.0416 | -23229.5063 | -33185.0091 | 0 | -44864855.0774 | -44864.8551 | -1362982.9391 | -44451.8603
9 | 17 | 16 | 32.2 | 327.9382 | 0.2256 | 24238.2628 | 0.19507 | 0 | 24238.2628 | 6.56 | 2.8353 | 0 | 0 | 0 | 0 | 46976.4275 | -22738.1647 | -32483.0924 | 0 | -44897338.1697 | -44897.3382 | -1363969.7672 | -44484.0443
9 | 17 | 17 | 31.1 | 129.3419 | 0.2278 | 9653.0235 | 0.20984 | 0 | 9653.0235 | 5.68 | 2.2161 | 0 | 0 | 0 | 0 | 39480.3517 | -29827.3282 | -42610.4688 | 0 | -44939948.6385 | -44939.9486 | -1365264.2624 | -44526.2626
9 | 17 | 18 | 29.4 | 6.2779 | 0.2312 | 475.5273 | 0.22904 | 0 | 475.5273 | 4.32 | 2.139 | 0 | 0 | 0 | 0 | 32294.9993 | -31819.4719 | -45456.3885 | 0 | -44985405.027 | -44985.405 | -1366645.216 | -44571.3005
9 | 17 | 19 | 28.3 | 0 | 0.2334 | 0 | 0.23293 | 0 | 0 | 3.44 | 1.9293 | 0 | 0 | 0 | 0 | 26846.489 | -26846.489 | -38352.1272 | 0 | -45023757.1542 | -45023.7572 | -1367810.3439 | -44609.2996
9 | 17 | 20 | 27.8 | 0 | 0.2344 | 0 | 0.29206 | 0 | 0 | 3.04 | 1.837 | 0 | 0 | 0 | 0 | 24385.0337 | -24385.0337 | -34835.7625 | 0 | -45058592.9166 | -45058.5929 | -1368868.6456 | -44643.8147
9 | 17 | 21 | 26.7 | 0 | 0.2366 | 0 | 0.35961 | 0 | 0 | 2.16 | 2.5645 | 0 | 0 | 0 | 0 | 23622.5398 | -23622.5398 | -33746.4855 | 0 | -45092339.4021 | -45092.3394 | -1369893.8553 | -44677.2505
9 | 17 | 22 | 26.7 | 0 | 0.2366 | 0 | 0.39907 | 0 | 0 | 2.16 | 1.5575 | 0 | 0 | 0 | 0 | 18587.4677 | -18587.4677 | -26553.5253 | 0 | -45118892.9274 | -45118.8929 | -1370700.5446 | -44703.5596
9 | 17 | 23 | 26.1 | 0 | 0.2378 | 0 | 0.42011 | 0 | 0 | 1.68 | 1.3055 | 0 | 0 | 0 | 0 | 14927.3968 | -14927.3968 | -21324.8526 | 0 | -45140217.78 | -45140.2178 | -1371348.3883 | -44724.6882
9 | 18 | 0 | 25.6 | 0 | 0.2388 | 0 | 0.41881 | 0 | 0 | 1.28 | 1.3441 | 0 | 0 | 0 | 0 | 13120.7062 | -13120.7062 | -18743.866 | 0 | -45158961.646 | -45158.9616 | -1371917.8222 | -44743.2595
9 | 18 | 1 | 25 | 0 | 0.24 | 0 | 0.42218 | 0 | 0 | 0.8 | 1.493 | 0 | 0 | 0 | 0 | 11464.8541 | -11464.8541 | -16378.3629 | 0 | -45175340.009 | -45175.34 | -1372415.3927 | -44759.4871
9 | 18 | 2 | 25 | 0 | 0.24 | 0 | 0.39838 | 0 | 0 | 0.8 | 1.2422 | 0 | 0 | 0 | 0 | 10211.2192 | -10211.2192 | -14587.456 | 0 | -45189927.465 | -45189.9275 | -1372858.5559 | -44773.9402
9 | 18 | 3 | 24.4 | 0 | 0.24 | 0 | 0.36733 | 0 | 0 | 0.32 | 1.3181 | 0 | 0 | 0 | 0 | 8190.3414 | -8190.3414 | -11700.4878 | 0 | -45201627.9528 | -45201.628 | -1373214.0138 | -44785.533
9 | 18 | 4 | 24.4 | 0 | 0.24 | 0 | 0.33672 | 0 | 0 | 0.32 | 1.1912 | 0 | 0 | 0 | 0 | 7556.1094 | -7556.1094 | -10794.4421 | 0 | -45212422.3948 | -45212.4224 | -1373541.9462 | -44796.2281
9 | 18 | 5 | 25 | 0 | 0.24 | 0 | 0.30015 | 0 | 0 | 0.8 | 0.72779 | 0 | 0 | 0 | 0 | 7638.9293 | -7638.9293 | -10912.7562 | 0 | -45223335.151 | -45223.3352 | -1373873.4729 | -44807.0404
9 | 18 | 6 | 25.6 | 10.1887 | 0.2388 | 797.1201 | 0.25891 | 0 | 797.1201 | 1.28 | 0.13363 | 0 | 0 | 0 | 0 | 7068.1252 | -6271.0051 | -8958.5787 | 0 | -45232293.7297 | -45232.2937 | -1374145.6323 | -44815.9165
9 | 18 | 7 | 26.7 | 94.8436 | 0.2366 | 7351.7883 | 0.22726 | 0 | 7351.7883 | 2.16 | 0 | 0 | 0 | 0 | 0 | 10800 | -3448.2117 | -4926.0167 | 0 | -45237219.7463 | -45237.2197 | -1374295.2834 | -44820.7972
9 | 18 | 8 | 27.8 | 89.6222 | 0.2344 | 6882.4604 | 0.1487 | 0 | 6882.4604 | 3.04 | 0 | 0 | 0 | 0 | 0 | 15200 | -8317.5396 | -11882.1994 | 0 | -45249101.9458 | -45249.1019 | -1374656.2616 | -44832.57
9 | 18 | 9 | 30 | 148 | 0.23 | 11152.1848 | 0.18487 | 0 | 11152.1848 | 4.8 | 0 | 0 | 0 | 0 | 0 | 24000 | -12847.8152 | -18354.0217 | 0 | -45267455.9675 | -45267.456 | -1375213.8522 | -44850.7551
9 | 18 | 10 | 30.6 | 331.3635 | 0.2288 | 24838.8241 | 0.18215 | 0 | 24838.8241 | 5.28 | 0 | 0 | 0 | 0 | 0 | 26400 | -1561.1759 | -2230.2513 | 0 | -45269686.2188 | -45269.6862 | -1375281.6066 | -44852.9648
9 | 18 | 11 | 33.3 | 262.261 | 0.2234 | 19194.9619 | 0.17373 | 0 | 19194.9619 | 7.44 | 0 | 0 | 0 | 0 | 0 | 37200 | -18005.0381 | -25721.483 | 0 | -45295407.7017 | -45295.4077 | -1376063.0188 | -44878.4495
9 | 18 | 12 | 33.9 | 137.6654 | 0.2222 | 10021.6505 | 0.16744 | 0 | 10021.6505 | 7.92 | 0 | 0 | 0 | 0 | 0 | 39600 | -29578.3495 | -42254.785 | 0 | -45337662.4868 | -45337.6625 | -1377346.7085 | -44920.3153
9 | 18 | 13 | 33.9 | 220.3109 | 0.2222 | 16038.0113 | 0.17692 | 0 | 16038.0113 | 7.92 | 0 | 0 | 0 | 0 | 0 | 39600 | -23561.9887 | -33659.9839 | 0 | -45371322.4707 | -45371.3225 | -1378369.2902 | -44953.6655
9 | 18 | 14 | 34.4 | 528.3676 | 0.2212 | 38290.5574 | 0.19301 | 0 | 38290.5574 | 8.32 | 0 | 0 | 0 | 0 | 0 | 41600 | -3309.4426 | -4727.7751 | 0 | -45376050.2458 | -45376.0502 | -1378512.9189 | -44958.3497
9 | 18 | 15 | 34.4 | 129.6322 | 0.2212 | 9394.3837 | 0.21851 | 0 | 9394.3837 | 8.32 | 1.7613 | 0 | 0 | 0 | 0 | 50406.3927 | -41012.0091 | -58588.5844 | 0 | -45434638.8302 | -45434.6388 | -1380292.8252 | -45016.399
9 | 18 | 16 | 32.8 | 101.9556 | 0.2244 | 7495.5612 | 0.25448 | 0 | 7495.5612 | 7.04 | 2.6189 | 0 | 0 | 0 | 0 | 48294.631 | -40799.0698 | -58284.3854 | 0 | -45492923.2156 | -45492.9232 | -1382063.4901 | -45074.1468
9 | 18 | 17 | 31.7 | 55.7691 | 0.2266 | 4140.2264 | 0.27261 | 0 | 4140.2264 | 6.16 | 1.6835 | 0 | 0 | 0 | 0 | 39217.538 | -35077.3116 | -50110.4451 | 0 | -45543033.6606 | -45543.0337 | -1383585.8327 | -45123.796
9 | 18 | 18 | 30.6 | 3.327 | 0.2288 | 249.3893 | 0.27844 | 0 | 249.3893 | 5.28 | 0.9071 | 0 | 0 | 0 | 0 | 30935.5164 | -30686.127 | -43837.3243 | 0 | -45586870.985 | -45586.871 | -1384917.5995 | -45167.2298
9 | 18 | 19 | 30.6 | 0 | 0.2288 | 0 | 0.29779 | 0 | 0 | 5.28 | 0.3509 | 0 | 0 | 0 | 0 | 28154.4774 | -28154.4774 | -40220.6821 | 0 | -45627091.667 | -45627.0917 | -1386139.4937 | -45207.0802
9 | 18 | 20 | 30 | 0 | 0.23 | 0 | 0.37776 | 0 | 0 | 4.8 | 0.4995 | 0 | 0 | 0 | 0 | 26497.4846 | -26497.4846 | -37853.5494 | 0 | -45664945.2165 | -45664.9452 | -1387289.4749 | -45244.5853
9 | 18 | 21 | 28.3 | 0 | 0.2334 | 0 | 0.43748 | 0 | 0 | 3.44 | 1.2136 | 0 | 0 | 0 | 0 | 23268.0973 | -23268.0973 | -33240.139 | 0 | -45698185.3554 | -45698.1854 | -1388299.3019 | -45277.5195
9 | 18 | 22 | 27.8 | 0 | 0.2344 | 0 | 0.45861 | 0 | 0 | 3.04 | 0.85189 | 0 | 0 | 0 | 0 | 19459.4693 | -19459.4693 | -27799.2419 | 0 | -45725984.5973 | -45725.9846 | -1389143.8359 | -45305.0628
9 | 18 | 23 | 27.8 | 0 | 0.2344 | 0 | 0.46639 | 0 | 0 | 3.04 | 0.30664 | 0 | 0 | 0 | 0 | 16733.1842 | -16733.1842 | -23904.5489 | 0 | -45749889.1462 | -45749.8891 | -1389870.05 | -45328.7473
9 | 19 | 0 | 26.7 | 0 | 0.2366 | 0 | 0.465 | 0 | 0 | 2.16 | 0.66706 | 0 | 0 | 0 | 0 | 14135.2959 | -14135.2959 | -20193.2799 | 0 | -45770082.4261 | -45770.0824 | -1390483.5167 | -45348.7547
9 | 19 | 1 | 27.2 | 0 | 0.2356 | 0 | 0.45013 | 0 | 0 | 2.56 | 0 | 0 | 0 | 0 | 0 | 12800 | -12800 | -18285.7143 | 0 | -45788368.1403 | -45788.3681 | -1391039.0321 | -45366.8721
9 | 19 | 2 | 26.7 | 0 | 0.2366 | 0 | 0.41281 | 0 | 0 | 2.16 | 0.14827 | 0 | 0 | 0 | 0 | 11541.3326 | -11541.3326 | -16487.618 | 0 | -45804855.7584 | -45804.8558 | -1391539.9218 | -45383.2079
9 | 19 | 3 | 26.1 | 0 | 0.2378 | 0 | 0.37459 | 0 | 0 | 1.68 | 0.40409 | 0 | 0 | 0 | 0 | 10420.4711 | -10420.4711 | -14886.3874 | 0 | -45819742.1457 | -45819.7421 | -1391992.1665 | -45397.9573
9 | 19 | 4 | 22.8 | 0 | 0.24 | 0 | 0.3384 | 0 | 0 | 0 | 1.779 | 0 | 0 | 0 | 0 | 8895.218 | -8895.218 | -12707.4543 | 0 | -45832449.6 | -45832.4496 | -1392378.2157 | -45410.5478
9 | 19 | 5 | 21.1 | 0 | 0.24 | 0 | 0.30748 | 0 | 0 | 0 | 1.612 | 0 | 0 | 0 | 0 | 8060.2219 | -8060.2219 | -11514.6027 | 0 | -45843964.2027 | -45843.9642 | -1392728.0264 | -45421.9564
9 | 19 | 6 | 21.1 | 18.4193 | 0.24 | 1448.2914 | 0.2859 | 0 | 1448.2914 | 0 | 1.5899 | 0 | 0 | 0 | 0 | 7949.5735 | -6501.2821 | -9287.5459 | 0 | -45853251.7486 | -45853.2517 | -1393010.1797 | -45431.1584
9 | 19 | 7 | 21.7 | 185.1373 | 0.24 | 14557.1273 | 0.26756 | 0 | 14557.1273 | 0 | 1.5226 | 0 | 0 | 0 | 0 | 7613.0655 | 6944.0618 | 0 | 4860.8433 | -45848390.9054 | -45848.3909 | -1392862.5085 | -45426.3423
9 | 19 | 8 | 21.7 | 269.7581 | 0.24 | 21210.7557 | 0.228 | 0 | 21210.7557 | 0 | 1.599 | 0 | 0 | 0 | 0 | 7995.2017 | 13215.554 | 0 | 9250.8878 | -45839140.0176 | -45839.14 | -1392581.4689 | -45417.1766
9 | 19 | 9 | 21.7 | 607.0575 | 0.24 | 47732.2065 | 0.282 | 0 | 47732.2065 | 0 | 1.7391 | 0 | 0 | 0 | 0 | 8695.5946 | 39036.6119 | 0 | 27325.6283 | -45811814.3893 | -45811.8144 | -1391751.3232 | -45390.1025
9 | 19 | 10 | 24.4 | 742.7894 | 0.24 | 58404.6377 | 0.29138 | 0 | 58404.6377 | 0.32 | 2.3249 | 0 | 0 | 0 | 0 | 13224.2728 | 45180.3648 | 0 | 31626.2554 | -45780188.1339 | -45780.1881 | -1390790.5256 | -45358.7674
9 | 19 | 11 | 25 | 496.6056 | 0.24 | 39047.5002 | 0.27517 | 0 | 39047.5002 | 0.8 | 2.4382 | 0 | 0 | 0 | 0 | 16190.7951 | 22856.7051 | 0 | 15999.6936 | -45764188.4403 | -45764.1884 | -1390304.4589 | -45342.915
9 | 19 | 12 | 27.2 | 589.0872 | 0.2356 | 45470.033 | 0.25791 | 0 | 45470.033 | 2.56 | 1.1693 | 0 | 0 | 0 | 0 | 18646.5982 | 26823.4348 | 0 | 18776.4043 | -45745412.036 | -45745.412 | -1389734.0365 | -45324.3114
9 | 19 | 13 | 28.9 | 698.5733 | 0.2322 | 53142.8218 | 0.26697 | 0 | 53142.8218 | 3.92 | 1.3965 | 0 | 0 | 0 | 0 | 26582.5346 | 26560.2873 | 0 | 18592.2011 | -45726819.8349 | -45726.8198 | -1389169.2102 | -45305.8904
9 | 19 | 14 | 28.9 | 215.488 | 0.2322 | 16392.895 | 0.30608 | 0 | 16392.895 | 3.92 | 3.8983 | 0 | 0 | 0 | 0 | 39091.5062 | -22698.6112 | -32426.5874 | 0 | -45759246.4223 | -45759.2464 | -1390154.3217 | -45338.0184
9 | 19 | 15 | 28.9 | 523.894 | 0.2322 | 39854.3771 | 0.35892 | 0 | 39854.3771 | 3.92 | 5.8001 | 0 | 0 | 0 | 0 | 48600.4235 | -8746.0464 | -12494.352 | 0 | -45771740.7743 | -45771.7408 | -1390533.8969 | -45350.3978
9 | 19 | 16 | 28.3 | 189.5662 | 0.2334 | 14495.4687 | 0.37573 | 0 | 14495.4687 | 3.44 | 6.5587 | 0 | 0 | 0 | 0 | 49993.6759 | -35498.2072 | -50711.7246 | 0 | -45822452.4989 | -45822.4525 | -1392074.5063 | -45400.6427
9 | 19 | 17 | 27.2 | 63.0276 | 0.2356 | 4864.932 | 0.42886 | 0 | 4864.932 | 2.56 | 6.683 | 0 | 0 | 0 | 0 | 46215.1579 | -41350.2259 | -59071.7512 | 0 | -45881524.2501 | -45881.5243 | -1393869.0911 | -45459.1707
9 | 19 | 18 | 26.1 | 3.4465 | 0.2378 | 268.5073 | 0.40966 | 0 | 268.5073 | 1.68 | 5.8268 | 0 | 0 | 0 | 0 | 37533.8895 | -37265.3822 | -53236.2603 | 0 | -45934760.5104 | -45934.7605 | -1395486.3953 | -45511.9169
9 | 19 | 19 | 23.9 | 0 | 0.24 | 0 | 0.44385 | 0 | 0 | 0 | 5.4793 | 0 | 0 | 0 | 0 | 27396.3132 | -27396.3132 | -39137.5903 | 0 | -45973898.1007 | -45973.8981 | -1396675.3853 | -45550.6942
9 | 19 | 20 | 22.8 | 0 | 0.24 | 0 | 0.47451 | 0 | 0 | 0 | 4.5576 | 0 | 0 | 0 | 0 | 22787.8648 | -22787.8648 | -32554.0926 | 0 | -46006452.1933 | -46006.4522 | -1397664.3704 | -45582.9486
9 | 19 | 21 | 21.1 | 0 | 0.24 | 0 | 0.49708 | 0 | 0 | 0 | 4.5996 | 0 | 0 | 0 | 0 | 22997.7545 | -22997.7545 | -32853.9351 | 0 | -46039306.1284 | -46039.3061 | -1398662.4647 | -45615.5001
9 | 19 | 22 | 20 | 0 | 0.24 | 0 | 0.49862 | 0 | 0 | 0 | 3.7062 | 0 | 0 | 0 | 0 | 18530.7536 | -18530.7536 | -26472.5051 | 0 | -46065778.6334 | -46065.7786 | -1399466.6927 | -45641.7289
9 | 19 | 23 | 18.9 | 0 | 0.24 | 0 | 0.46588 | 0 | 0 | 0 | 3.3941 | 0 | 0 | 0 | 0 | 16970.269 | -16970.269 | -24243.2415 | 0 | -46090021.8749 | -46090.0219 | -1400203.1962 | -45665.749
9 | 20 | 0 | 18.3 | 0 | 0.24 | 0 | 0.46388 | 0 | 0 | 0 | 2.6216 | 0 | 0 | 0 | 0 | 13107.8417 | -13107.8417 | -18725.4882 | 0 | -46108747.3632 | -46108.7474 | -1400772.0718 | -45684.3021
9 | 20 | 1 | 17.8 | 0 | 0.24 | 0 | 0.46869 | 0 | 0 | 0 | 2.3533 | 0 | 0 | 0 | 0 | 11766.3726 | -11766.3726 | -16809.1037 | 0 | -46125556.4669 | -46125.5565 | -1401282.7281 | -45700.9565
9 | 20 | 2 | 17.2 | 0 | 0.24 | 0 | 0.45293 | 0 | 0 | 0 | 2.2538 | 0 | 0 | 0 | 0 | 11269.0252 | -11269.0252 | -16098.6074 | 0 | -46141655.0743 | -46141.6551 | -1401771.7997 | -45716.9069
9 | 20 | 3 | 16.7 | 0 | 0.24 | 0 | 0.43304 | 0 | 0 | 0 | 1.7895 | 0 | 0 | 0 | 0 | 8947.6904 | -8947.6904 | -12782.4149 | 0 | -46154437.4892 | -46154.4375 | -1402160.1263 | -45729.5717
9 | 20 | 4 | 16.1 | 0 | 0.24 | 0 | 0.41877 | 0 | 0 | 0 | 1.8288 | 0 | 0 | 0 | 0 | 9143.8917 | -9143.8917 | -13062.7024 | 0 | -46167500.1916 | -46167.5002 | -1402556.9678 | -45742.5141
9 | 20 | 5 | 16.1 | 0 | 0.24 | 0 | 0.38927 | 0 | 0 | 0 | 1.8404 | 0 | 0 | 0 | 0 | 9202.0676 | -9202.0676 | -13145.8109 | 0 | -46180646.0025 | -46180.646 | -1402956.3343 | -45755.5389
9 | 20 | 6 | 16.7 | 19.0715 | 0.24 | 1499.5679 | 0.37698 | 0 | 1499.5679 | 0 | 1.5703 | 0 | 0 | 0 | 0 | 7851.4729 | -6351.905 | -9074.1499 | 0 | -46189720.1525 | -46189.7202 | -1403232.0046 | -45764.5295
9 | 20 | 7 | 18.9 | 197.9562 | 0.24 | 15565.0589 | 0.36539 | 0 | 15565.0589 | 0 | 1.5625 | 0 | 0 | 0 | 0 | 7812.6889 | 7752.37 | 0 | 5426.659 | -46184293.4935 | -46184.2935 | -1403067.1441 | -45759.1528
9 | 20 | 8 | 21.1 | 422.3388 | 0.24 | 33207.9947 | 0.35447 | 0 | 33207.9947 | 0 | 1.9782 | 0 | 0 | 0 | 0 | 9891.0535 | 23316.9412 | 0 | 16321.8588 | -46167971.6347 | -46167.9716 | -1402571.2902 | -45742.9812
9 | 20 | 9 | 23.3 | 610.0667 | 0.24 | 47968.8155 | 0.45221 | 0 | 47968.8155 | 0 | 2.6761 | 0 | 0 | 0 | 0 | 13380.4703 | 34588.3452 | 0 | 24211.8417 | -46143759.793 | -46143.7598 | -1401835.7405 | -45718.9923
9 | 20 | 10 | 25 | 816.6017 | 0.24 | 64208.4108 | 0.47908 | 0 | 64208.4108 | 0.8 | 2.2246 | 0 | 0 | 0 | 0 | 15123.0952 | 49085.3157 | 0 | 34359.721 | -46109400.0721 | -46109.4001 | -1400791.9009 | -45684.9488
9 | 20 | 11 | 26.7 | 738.8114 | 0.2366 | 57268.882 | 0.4717 | 0 | 57268.882 | 2.16 | 1.4929 | 0 | 0 | 0 | 0 | 18264.6482 | 39004.2338 | 0 | 27302.9637 | -46082097.1084 | -46082.0971 | -1399962.4438 | -45657.8972
9 | 20 | 12 | 27.2 | 864.5009 | 0.2356 | 66728.4655 | 0.47687 | 0 | 66728.4655 | 2.56 | 1.5442 | 0 | 0 | 0 | 0 | 20520.7766 | 46207.6889 | 0 | 32345.3822 | -46049751.7261 | -46049.7517 | -1398979.7993 | -45625.8496
9 | 20 | 13 | 28.3 | 849.5043 | 0.2334 | 64958.6272 | 0.51571 | 0 | 64958.6272 | 3.44 | 1.9578 | 0 | 0 | 0 | 0 | 26989.0771 | 37969.55 | 0 | 26578.685 | -46023173.0411 | -46023.173 | -1398172.3456 | -45599.5155
9 | 20 | 14 | 28.9 | 698.2545 | 0.2322 | 53118.571 | 0.52732 | 0 | 53118.571 | 3.92 | 3.3927 | 0 | 0 | 0 | 0 | 36563.7038 | 16554.8672 | 0 | 11588.4071 | -46011584.6341 | -46011.5846 | -1397820.2927 | -45588.0338
9 | 20 | 15 | 28.9 | 557.0639 | 0.2322 | 42377.7233 | 0.52622 | 0 | 42377.7233 | 3.92 | 3.8185 | 0 | 0 | 0 | 0 | 38692.2594 | 3685.4639 | 0 | 2579.8248 | -46009004.8093 | -46009.0048 | -1397741.9183 | -45585.4777
9 | 20 | 16 | 28.3 | 349.0511 | 0.2334 | 26690.7165 | 0.5279 | 0 | 26690.7165 | 3.44 | 4.758 | 0 | 0 | 0 | 0 | 40990.0909 | -14299.3744 | -20427.6777 | 0 | -46029432.4871 | -46029.4325 | -1398362.5059 | -45605.7174
9 | 20 | 17 | 27.2 | 19.7333 | 0.2356 | 1523.1622 | 0.51087 | 0 | 1523.1622 | 2.56 | 7.1676 | 0 | 0 | 0 | 0 | 48638.0154 | -47114.8532 | -67306.9332 | 0 | -46096739.4202 | -46096.7394 | -1400407.2735 | -45672.4047
9 | 20 | 18 | 24.4 | 0.82222 | 0.24 | 64.6503 | 0.50942 | 0 | 64.6503 | 0.32 | 8.9571 | 0 | 0 | 0 | 0 | 46385.7094 | -46321.059 | -66172.9415 | 0 | -46162912.3617 | -46162.9124 | -1402417.5907 | -45737.9685
9 | 20 | 19 | 22.2 | 0 | 0.24 | 0 | 0.43834 | 0 | 0 | 0 | 7.5962 | 0 | 0 | 0 | 0 | 37980.9154 | -37980.9154 | -54258.4506 | 0 | -46217170.8123 | -46217.1708 | -1404065.9487 | -45791.7275
9 | 20 | 20 | 20.6 | 0 | 0.24 | 0 | 0.42778 | 0 | 0 | 0 | 5.4729 | 0 | 0 | 0 | 0 | 27364.3735 | -27364.3735 | -39091.9621 | 0 | -46256262.7744 | -46256.2628 | -1405253.5526 | -45830.4596
9 | 20 | 21 | 21.1 | 0 | 0.24 | 0 | 0.43098 | 0 | 0 | 0 | 4.6764 | 0 | 0 | 0 | 0 | 23382.1721 | -23382.1721 | -33403.1031 | 0 | -46289665.8774 | -46289.6659 | -1406268.3305 | -45863.5552
9 | 20 | 22 | 21.1 | 0 | 0.24 | 0 | 0.45307 | 0 | 0 | 0 | 4.1871 | 0 | 0 | 0 | 0 | 20935.3598 | -20935.3598 | -29907.6569 | 0 | -46319573.5343 | -46319.5735 | -1407176.9175 | -45893.1876
9 | 20 | 23 | 19.4 | 0 | 0.24 | 0 | 0.45405 | 0 | 0 | 0 | 3.5597 | 0 | 0 | 0 | 0 | 17798.4209 | -17798.4209 | -25426.3156 | 0 | -46344999.8499 | -46344.9998 | -1407949.3625 | -45918.3798
9 | 21 | 0 | 19.4 | 0 | 0.24 | 0 | 0.4695 | 0 | 0 | 0 | 2.8721 | 0 | 0 | 0 | 0 | 14360.3359 | -14360.3359 | -20514.7656 | 0 | -46365514.6155 | -46365.5146 | -1408572.5959 | -45938.7058
9 | 21 | 1 | 20 | 0 | 0.24 | 0 | 0.46503 | 0 | 0 | 0 | 2.7306 | 0 | 0 | 0 | 0 | 13653.0988 | -13653.0988 | -19504.4268 | 0 | -46385019.0423 | -46385.019 | -1409165.1355 | -45958.0306
9 | 21 | 2 | 19.4 | 0 | 0.24 | 0 | 0.44128 | 0 | 0 | 0 | 2.6296 | 0 | 0 | 0 | 0 | 13147.7664 | -13147.7664 | -18782.5235 | 0 | -46403801.5657 | -46403.8016 | -1409735.7438 | -45976.6403
9 | 21 | 3 | 16.7 | 0 | 0.24 | 0 | 0.38834 | 0 | 0 | 0 | 2.4167 | 0 | 0 | 0 | 0 | 12083.4886 | -12083.4886 | -17262.1266 | 0 | -46421063.6923 | -46421.0637 | -1410260.1628 | -45993.7435
9 | 21 | 4 | 16.1 | 0 | 0.24 | 0 | 0.375 | 0 | 0 | 0 | 2.1783 | 0 | 0 | 0 | 0 | 10891.4518 | -10891.4518 | -15559.2169 | 0 | -46436622.9092 | -46436.6229 | -1410732.8479 | -46009.1595
9 | 21 | 5 | 16.7 | 0 | 0.24 | 0 | 0.3806 | 0 | 0 | 0 | 1.9924 | 0 | 0 | 0 | 0 | 9961.7772 | -9961.7772 | -14231.1103 | 0 | -46450854.0195 | -46450.854 | -1411165.1854 | -46023.2596
9 | 21 | 6 | 17.2 | 16.3882 | 0.24 | 1288.581 | 0.36749 | 0 | 1288.581 | 0 | 2.1073 | 0 | 0 | 0 | 0 | 10536.6926 | -9248.1115 | -13211.5879 | 0 | -46464065.6074 | -46464.0656 | -1411566.5501 | -46036.3496
9 | 21 | 7 | 19.4 | 168.107 | 0.24 | 13218.0545 | 0.36999 | 0 | 13218.0545 | 0 | 1.9853 | 0 | 0 | 0 | 0 | 9926.4154 | 3291.6391 | 0 | 2304.1474 | -46461761.4601 | -46461.7615 | -1411496.5507 | -46034.0666
9 | 21 | 8 | 23.3 | 445.8747 | 0.24 | 35058.5939 | 0.42745 | 0 | 35058.5939 | 0 | 1.8381 | 0 | 0 | 0 | 0 | 9190.6606 | 25867.9333 | 0 | 18107.5533 | -46443653.9068 | -46443.6539 | -1410946.4478 | -46016.1258
9 | 21 | 9 | 26.1 | 652.0133 | 0.2378 | 50797.0729 | 0.50443 | 0 | 50797.0729 | 1.68 | 0.54029 | 0 | 0 | 0 | 0 | 11101.4721 | 39695.6008 | 0 | 27786.9206 | -46415866.9862 | -46415.867 | -1410102.2882 | -45988.5946
9 | 21 | 10 | 26.7 | 776.7465 | 0.2366 | 60209.4236 | 0.50558 | 0 | 60209.4236 | 2.16 | 0.26051 | 0 | 0 | 0 | 0 | 12102.5595 | 48106.864 | 0 | 33674.8048 | -46382192.1813 | -46382.1922 | -1409079.2561 | -45955.2298
9 | 21 | 11 | 28.3 | 940.7477 | 0.2334 | 71935.6895 | 0.49798 | 0 | 71935.6895 | 3.44 | 0 | 0 | 0 | 0 | 0 | 17200 | 54735.6895 | 0 | 38314.9826 | -46343877.1987 | -46343.8772 | -1407915.2567 | -45917.2675
9 | 21 | 12 | 29.4 | 956.421 | 0.2312 | 72444.8226 | 0.49423 | 0 | 72444.8226 | 4.32 | 0 | 0 | 0 | 0 | 0 | 21600 | 50844.8226 | 0 | 35591.3758 | -46308285.8229 | -46308.2858 | -1406833.9997 | -45882.0038
9 | 21 | 13 | 29.4 | 905.5991 | 0.2312 | 68595.2812 | 0.50192 | 0 | 68595.2812 | 4.32 | 0.38437 | 0 | 0 | 0 | 0 | 23521.8367 | 45073.4445 | 0 | 31551.4112 | -46276734.4117 | -46276.7344 | -1405875.4758 | -45850.7428
9 | 21 | 14 | 30 | 696.124 | 0.23 | 52454.7536 | 0.51705 | 0 | 52454.7536 | 4.8 | 1.9471 | 0 | 0 | 0 | 0 | 33735.2581 | 18719.4955 | 0 | 13103.6468 | -46263630.7649 | -46263.6308 | -1405477.3903 | -45837.7598
9 | 21 | 15 | 30.6 | 598.7614 | 0.2288 | 44882.8289 | 0.53034 | 0 | 44882.8289 | 5.28 | 3.0274 | 0 | 0 | 0 | 0 | 41537.2291 | 3345.5998 | 0 | 2341.9199 | -46261288.845 | -46261.2888 | -1405406.2434 | -45835.4394
9 | 21 | 16 | 29.4 | 326.3762 | 0.2312 | 24721.6095 | 0.53061 | 0 | 24721.6095 | 4.32 | 3.955 | 0 | 0 | 0 | 0 | 41375.0115 | -16653.402 | -23790.5742 | 0 | -46285079.4192 | -46285.0794 | -1406128.995 | -45859.011
9 | 21 | 17 | 27.8 | 33.7111 | 0.2344 | 2588.8154 | 0.56142 | 0 | 2588.8154 | 3.04 | 4.5961 | 0 | 0 | 0 | 0 | 38180.7206 | -35591.9052 | -50845.5789 | 0 | -46335924.9981 | -46335.925 | -1407673.6708 | -45909.3885
9 | 21 | 18 | 25.6 | 1.6444 | 0.2388 | 128.6542 | 0.55629 | 0 | 128.6542 | 1.28 | 4.3974 | 0 | 0 | 0 | 0 | 28386.7619 | -28258.1077 | -40368.7253 | 0 | -46376293.7235 | -46376.2937 | -1408900.0625 | -45949.3856
9 | 21 | 19 | 25 | 0 | 0.24 | 0 | 0.52872 | 0 | 0 | 0.8 | 3.0886 | 0 | 0 | 0 | 0 | 19442.9452 | -19442.9452 | -27775.636 | 0 | -46404069.3594 | -46404.0694 | -1409743.8793 | -45976.9056
9 | 21 | 20 | 23.9 | 0 | 0.24 | 0 | 0.53521 | 0 | 0 | 0 | 3.1353 | 0 | 0 | 0 | 0 | 15676.7095 | -15676.7095 | -22395.2993 | 0 | -46426464.6588 | -46426.4647 | -1410424.2428 | -45999.0947
9 | 21 | 21 | 22.2 | 0 | 0.24 | 0 | 0.51555 | 0 | 0 | 0 | 3.1639 | 0 | 0 | 0 | 0 | 15819.2977 | -15819.2977 | -22598.9966 | 0 | -46449063.6554 | -46449.0637 | -1411110.7946 | -46021.4857
9 | 21 | 22 | 21.7 | 0 | 0.24 | 0 | 0.48923 | 0 | 0 | 0 | 2.4436 | 0 | 0 | 0 | 0 | 12218.0918 | -12218.0918 | -17454.4169 | 0 | -46466518.0723 | -46466.5181 | -1411641.0554 | -46038.7794
9 | 21 | 23 | 21.7 | 0 | 0.24 | 0 | 0.49191 | 0 | 0 | 0 | 1.9392 | 0 | 0 | 0 | 0 | 9695.9929 | -9695.9929 | -13851.4185 | 0 | -46480369.4907 | -46480.3695 | -1412061.8579 | -46052.5034
9 | 22 | 0 | 21.7 | 0 | 0.24 | 0 | 0.49459 | 0 | 0 | 0 | 1.6444 | 0 | 0 | 0 | 0 | 8222.202 | -8222.202 | -11746.0029 | 0 | -46492115.4936 | -46492.1155 | -1412418.6985 | -46064.1412
9 | 22 | 1 | 18.9 | 0 | 0.24 | 0 | 0.51301 | 0 | 0 | 0 | 1.5103 | 0 | 0 | 0 | 0 | 7551.4674 | -7551.4674 | -10787.8106 | 0 | -46502903.3042 | -46502.9033 | -1412746.4295 | -46074.8297
9 | 22 | 2 | 18.3 | 0 | 0.24 | 0 | 0.50929 | 0 | 0 | 0 | 1.32 | 0 | 0 | 0 | 0 | 6600.1194 | -6600.1194 | -9428.742 | 0 | -46512332.0463 | -46512.332 | -1413032.8723 | -46084.1717
9 | 22 | 3 | 18.9 | 0 | 0.24 | 0 | 0.46681 | 0 | 0 | 0 | 1.1074 | 0 | 0 | 0 | 0 | 5536.9823 | -5536.9823 | -7909.9747 | 0 | -46520242.021 | -46520.242 | -1413273.1753 | -46092.0088
9 | 22 | 4 | 17.8 | 0 | 0.24 | 0 | 0.46656 | 0 | 0 | 0 | 1.0223 | 0 | 0 | 0 | 0 | 5111.4993 | -5111.4993 | -7302.1419 | 0 | -46527544.1629 | -46527.5442 | -1413495.0125 | -46099.2438
9 | 22 | 5 | 17.8 | 0 | 0.24 | 0 | 0.46648 | 0 | 0 | 0 | 1.0207 | 0 | 0 | 0 | 0 | 5103.5144 | -5103.5144 | -7290.7349 | 0 | -46534834.8978 | -46534.8349 | -1413716.5032 | -46106.4674
9 | 22 | 6 | 18.3 | 4.1111 | 0.24 | 323.2517 | 0.43838 | 0 | 323.2517 | 0 | 1.0043 | 0 | 0 | 0 | 0 | 5021.3836 | -4698.1319 | -6711.617 | 0 | -46541546.5148 | -46541.5465 | -1413920.4004 | -46113.1172
9 | 22 | 7 | 21.1 | 44.4 | 0.24 | 3491.1187 | 0.40686 | 0 | 3491.1187 | 0 | 1.1428 | 0 | 0 | 0 | 0 | 5713.7916 | -2222.6729 | -3175.247 | 0 | -46544721.7618 | -46544.7218 | -1414016.8636 | -46116.2632
9 | 22 | 8 | 22.2 | 73.1778 | 0.24 | 5753.8809 | 0.38698 | 0 | 5753.8809 | 0 | 1.239 | 0 | 0 | 0 | 0 | 6195.1691 | -441.2883 | -630.4118 | 0 | -46545352.1736 | -46545.3522 | -1414036.0154 | -46116.8879
9 | 22 | 9 | 23.9 | 107.7111 | 0.24 | 8469.1954 | 0.41505 | 0 | 8469.1954 | 0 | 1.2657 | 0 | 0 | 0 | 0 | 6328.6316 | 2140.5638 | 0 | 1498.3947 | -46543853.7789 | -46543.8538 | -1413990.4946 | -46115.4033
9 | 22 | 10 | 25.6 | 112.6444 | 0.2388 | 8812.812 | 0.41537 | 0 | 8812.812 | 1.28 | 0.26617 | 0 | 0 | 0 | 0 | 7730.8748 | 1081.9372 | 0 | 757.356 | -46543096.4229 | -46543.0964 | -1413967.4863 | -46114.6529
9 | 22 | 11 | 27.2 | 115.9333 | 0.2356 | 8948.5777 | 0.38917 | 0 | 8948.5777 | 2.56 | 0 | 0 | 0 | 0 | 0 | 12800 | -3851.4223 | -5502.0318 | 0 | -46548598.4547 | -46548.5985 | -1414134.6366 | -46120.1043
9 | 22 | 12 | 28.9 | 163.799 | 0.2322 | 12460.7382 | 0.3374 | 0 | 12460.7382 | 3.92 | 0 | 0 | 0 | 0 | 0 | 19600 | -7139.2618 | -10198.9454 | 0 | -46558797.4002 | -46558.7974 | -1414444.478 | -46130.2093
9 | 22 | 13 | 29.4 | 109.3556 | 0.2312 | 8283.2179 | 0.29165 | 0 | 8283.2179 | 4.32 | 0 | 0 | 0 | 0 | 0 | 21600 | -13316.7821 | -19023.9744 | 0 | -46577821.3746 | -46577.8214 | -1415022.4215 | -46149.0582
9 | 22 | 14 | 28.9 | 373.6388 | 0.2322 | 28423.9626 | 0.26417 | 0 | 28423.9626 | 3.92 | 1.4038 | 0 | 0 | 0 | 0 | 26619.0371 | 1804.9255 | 0 | 1263.4478 | -46576557.9267 | -46576.5579 | -1414984.0383 | -46147.8063
9 | 22 | 15 | 27.8 | 393.2369 | 0.2344 | 30198.2826 | 0.22836 | 0 | 30198.2826 | 3.04 | 3.6028 | 0 | 0 | 0 | 0 | 33214.0908 | -3015.8082 | -4308.2974 | 0 | -46580866.2242 | -46580.8662 | -1415114.9233 | -46152.075
9 | 22 | 16 | 27.2 | 164.111 | 0.2356 | 12667.2842 | 0.19002 | 0 | 12667.2842 | 2.56 | 4.2714 | 0 | 0 | 0 | 0 | 34156.7648 | -21489.4806 | -30699.258 | 0 | -46611565.4822 | -46611.5655 | -1416047.559 | -46182.4916
9 | 22 | 17 | 25.6 | 80.8494 | 0.2388 | 6325.3059 | 0.17294 | 0 | 6325.3059 | 1.28 | 5.3658 | 0 | 0 | 0 | 0 | 33229.0549 | -26903.749 | -38433.9271 | 0 | -46649999.4093 | -46649.9994 | -1417215.1719 | -46220.5718
9 | 22 | 18 | 23.9 | 3.2678 | 0.24 | 256.9448 | 0.17125 | 0 | 256.9448 | 0 | 6.348 | 0 | 0 | 0 | 0 | 31740.1181 | -31483.1733 | -44975.9618 | 0 | -46694975.3711 | -46694.9754 | -1418581.5303 | -46265.1337
9 | 22 | 19 | 22.8 | 0 | 0.24 | 0 | 0.16314 | 0 | 0 | 0 | 4.7604 | 0 | 0 | 0 | 0 | 23801.9516 | -23801.9516 | -34002.788 | 0 | -46728978.1591 | -46728.9782 | -1419614.5264 | -46298.8235
9 | 22 | 20 | 22.2 | 0 | 0.24 | 0 | 0.18295 | 0 | 0 | 0 | 3.1456 | 0 | 0 | 0 | 0 | 15728.0412 | -15728.0412 | -22468.6304 | 0 | -46751446.7895 | -46751.4468 | -1420297.1177 | -46321.0853
9 | 22 | 21 | 21.7 | 0 | 0.24 | 0 | 0.1913 | 0 | 0 | 0 | 2.9809 | 0 | 0 | 0 | 0 | 14904.4522 | -14904.4522 | -21292.0746 | 0 | -46772738.8641 | -46772.7389 | -1420943.9655 | -46342.1814
9 | 22 | 22 | 20.6 | 0 | 0.24 | 0 | 0.18322 | 0 | 0 | 0 | 2.3277 | 0 | 0 | 0 | 0 | 11638.6136 | -11638.6136 | -16626.5909 | 0 | -46789365.455 | -46789.3655 | -1421449.0771 | -46358.6549
9 | 22 | 23 | 18.9 | 0 | 0.24 | 0 | 0.16246 | 0 | 0 | 0 | 1.8591 | 0 | 0 | 0 | 0 | 9295.6055 | -9295.6055 | -13279.4364 | 0 | -46802644.8913 | -46802.6449 | -1421852.503 | -46371.8121
9 | 23 | 0 | 17.8 | 0 | 0.24 | 0 | 0.14806 | 0 | 0 | 0 | 1.5112 | 0 | 0 | 0 | 0 | 7556.0303 | -7556.0303 | -10794.3289 | 0 | -46813439.2203 | -46813.4392 | -1422180.432 | -46382.5071
9 | 23 | 1 | 16.1 | 0 | 0.24 | 0 | 0.13527 | 0 | 0 | 0 | 1.3041 | 0 | 0 | 0 | 0 | 6520.2701 | -6520.2701 | -9314.6715 | 0 | -46822753.8918 | -46822.7539 | -1422463.4094 | -46391.736
9 | 23 | 2 | 17.2 | 0 | 0.24 | 0 | 0.13662 | 0 | 0 | 0 | 1.2153 | 0 | 0 | 0 | 0 | 6076.5358 | -6076.5358 | -8680.7654 | 0 | -46831434.6573 | -46831.4347 | -1422727.1288 | -46400.3369
9 | 23 | 3 | 16.1 | 0 | 0.24 | 0 | 0.13738 | 0 | 0 | 0 | 1.0894 | 0 | 0 | 0 | 0 | 5446.8666 | -5446.8666 | -7781.238 | 0 | -46839215.8953 | -46839.2159 | -1422963.5209 | -46408.0465
9 | 23 | 4 | 15 | 0 | 0.24 | 0 | 0.143 | 0 | 0 | 0 | 1.0068 | 0 | 0 | 0 | 0 | 5033.9314 | -5033.9314 | -7191.3306 | 0 | -46846407.2258 | -46846.4072 | -1423181.9917 | -46415.1716
9 | 23 | 5 | 15.6 | 0 | 0.24 | 0 | 0.13352 | 0 | 0 | 0 | 0.98648 | 0 | 0 | 0 | 0 | 4932.4086 | -4932.4086 | -7046.2981 | 0 | -46853453.5239 | -46853.4535 | -1423396.0564 | -46422.153
9 | 23 | 6 | 16.1 | 8.4816 | 0.24 | 666.8967 | 0.13929 | 0 | 666.8967 | 0 | 0.97257 | 0 | 0 | 0 | 0 | 4862.8256 | -4195.929 | -5994.1842 | 0 | -46859447.7082 | -46859.4477 | -1423578.1582 | -46428.092
9 | 23 | 7 | 18.9 | 81.6382 | 0.24 | 6419.1137 | 0.13113 | 0 | 6419.1137 | 0 | 1.1268 | 0 | 0 | 0 | 0 | 5633.9422 | 785.1715 | 0 | 549.62 | -46858898.0881 | -46858.8981 | -1423561.4609 | -46427.5475
9 | 23 | 8 | 21.7 | 147.6155 | 0.24 | 11606.8323 | 0.093692 | 0 | 11606.8323 | 0 | 1.1763 | 0 | 0 | 0 | 0 | 5881.4752 | 5725.3571 | 0 | 4007.75 | -46854890.3381 | -46854.8903 | -1423439.7065 | -46423.5766
9 | 23 | 9 | 22.8 | 242.4448 | 0.24 | 19063.141 | 0.079664 | 0 | 19063.141 | 0 | 1.3066 | 0 | 0 | 0 | 0 | 6532.8178 | 12530.3232 | 0 | 8771.2262 | -46846119.1119 | -46846.1191 | -1423173.2388 | -46414.8861
9 | 23 | 10 | 23.9 | 224.2859 | 0.24 | 17635.3329 | 0.087204 | 0 | 17635.3329 | 0 | 1.6034 | 0 | 0 | 0 | 0 | 8016.8751 | 9618.4578 | 0 | 6732.9205 | -46839386.1914 | -46839.3862 | -1422968.6944 | -46408.2152
9 | 23 | 11 | 26.1 | 217.4741 | 0.2378 | 16942.9794 | 0.078998 | 0 | 16942.9794 | 1.68 | 0.27018 | 0 | 0 | 0 | 0 | 9750.8773 | 7192.1021 | 0 | 5034.4715 | -46834351.72 | -46834.3517 | -1422815.7485 | -46403.2271
9 | 23 | 12 | 26.7 | 226.0554 | 0.2366 | 17522.6583 | 0.070573 | 0 | 17522.6583 | 2.16 | 0.06317 | 0 | 0 | 0 | 0 | 11115.8496 | 6406.8087 | 0 | 4484.7661 | -46829866.9539 | -46829.867 | -1422679.5024 | -46398.7836
9 | 23 | 13 | 26.7 | 134.8444 | 0.2366 | 10452.4525 | 0.060929 | 0 | 10452.4525 | 2.16 | 0.81581 | 0 | 0 | 0 | 0 | 14879.0356 | -4426.5831 | -6323.6901 | 0 | -46836190.644 | -46836.1906 | -1422871.6145 | -46405.0491
9 | 23 | 14 | 28.3 | 97.0222 | 0.2334 | 7418.9505 | 0.074415 | 0 | 7418.9505 | 3.44 | 1.6982 | 0 | 0 | 0 | 0 | 25690.9548 | -18272.0043 | -26102.8632 | 0 | -46862293.5072 | -46862.2935 | -1423664.6129 | -46430.9116
9 | 23 | 15 | 27.8 | 181.0262 | 0.2344 | 13901.7504 | 0.098966 | 0 | 13901.7504 | 3.04 | 3.4652 | 0 | 0 | 0 | 0 | 32526.2457 | -18624.4952 | -26606.4218 | 0 | -46888899.929 | -46888.8999 | -1424472.9092 | -46457.2731
9 | 23 | 16 | 26.7 | 70.7111 | 0.2366 | 5481.1641 | 0.12024 | 0 | 5481.1641 | 2.16 | 4.3356 | 0 | 0 | 0 | 0 | 32477.8331 | -26996.669 | -38566.67 | 0 | -46927466.599 | -46927.4666 | -1425644.5549 | -46495.4848
9 | 23 | 17 | 25.6 | 40.2889 | 0.2388 | 3152.0277 | 0.14051 | 0 | 3152.0277 | 1.28 | 3.9208 | 0 | 0 | 0 | 0 | 26003.8291 | -22851.8014 | -32645.4306 | 0 | -46960112.0296 | -46960.112 | -1426636.3148 | -46527.8297
9 | 23 | 18 | 23.3 | 1.6444 | 0.24 | 129.3007 | 0.14542 | 0 | 129.3007 | 0 | 3.4463 | 0 | 0 | 0 | 0 | 17231.4905 | -17102.1898 | -24431.6997 | 0 | -46984543.7293 | -46984.5437 | -1427378.5437 | -46552.0365
9 | 23 | 19 | 21.1 | 0 | 0.24 | 0 | 0.17956 | 0 | 0 | 0 | 2.6941 | 0 | 0 | 0 | 0 | 13470.586 | -13470.586 | -19243.6942 | 0 | -47003787.4235 | -47003.7874 | -1427963.1622 | -46571.1031
9 | 23 | 20 | 20 | 0 | 0.24 | 0 | 0.18187 | 0 | 0 | 0 | 2.6953 | 0 | 0 | 0 | 0 | 13476.2895 | -13476.2895 | -19251.8421 | 0 | -47023039.2656 | -47023.0393 | -1428548.0283 | -46590.1777
9 | 23 | 21 | 17.8 | 0 | 0.24 | 0 | 0.20965 | 0 | 0 | 0 | 3.0156 | 0 | 0 | 0 | 0 | 15077.8394 | -15077.8394 | -21539.7705 | 0 | -47044579.0362 | -47044.579 | -1429202.4011 | -46611.5192
9 | 23 | 22 | 17.2 | 0 | 0.24 | 0 | 0.22262 | 0 | 0 | 0 | 2.4071 | 0 | 0 | 0 | 0 | 12035.579 | -12035.579 | -17193.6843 | 0 | -47061772.7204 | -47061.7727 | -1429724.7409 | -46628.5546
9 | 23 | 23 | 18.3 | 0 | 0.24 | 0 | 0.24126 | 0 | 0 | 0 | 1.8947 | 0 | 0 | 0 | 0 | 9473.5555 | -9473.5555 | -13533.6506 | 0 | -47075306.3711 | -47075.3064 | -1430135.8898 | -46641.9637
9 | 24 | 0 | 16.7 | 0 | 0.24 | 0 | 0.2297 | 0 | 0 | 0 | 1.5792 | 0 | 0 | 0 | 0 | 7895.9604 | -7895.9604 | -11279.9434 | 0 | -47086586.3145 | -47086.5863 | -1430478.5716 | -46653.1398
9 | 24 | 1 | 16.1 | 0 | 0.24 | 0 | 0.23022 | 0 | 0 | 0 | 1.3278 | 0 | 0 | 0 | 0 | 6638.9034 | -6638.9034 | -9484.1477 | 0 | -47096070.4622 | -47096.0705 | -1430766.6976 | -46662.5366
9 | 24 | 2 | 14.4 | 0 | 0.24 | 0 | 0.21211 | 0 | 0 | 0 | 1.2338 | 0 | 0 | 0 | 0 | 6168.9329 | -6168.9329 | -8812.7613 | 0 | -47104883.2235 | -47104.8832 | -1431034.427 | -46671.2682
9 | 24 | 3 | 13.9 | 0 | 0.24 | 0 | 0.2003 | 0 | 0 | 0 | 1.0652 | 0 | 0 | 0 | 0 | 5325.9519 | -5325.9519 | -7608.5027 | 0 | -47112491.7262 | -47112.4917 | -1431265.5714 | -46678.8067
9 | 24 | 4 | 12.8 | 0 | 0.24 | 0 | 0.19447 | 0 | 0 | 0 | 0.95249 | 0 | 0 | 0 | 0 | 4762.4436 | -4762.4436 | -6803.4908 | 0 | -47119295.217 | -47119.2952 | -1431472.2598 | -46685.5476
9 | 24 | 5 | 12.2 | 0 | 0.24 | 0 | 0.19031 | 0 | 0 | 0 | 0.99401 | 0 | 0 | 0 | 0 | 4970.0519 | -4970.0519 | -7100.0742 | 0 | -47126395.2912 | -47126.3953 | -1431687.9582 | -46692.5823
9 | 24 | 6 | 13.9 | 6.5778 | 0.24 | 517.2028 | 0.18954 | 0 | 517.2028 | 0 | 0.93606 | 0 | 0 | 0 | 0 | 4680.3128 | -4163.1101 | -5947.3001 | 0 | -47132342.5913 | -47132.3426 | -1431868.6357 | -46698.4748
9 | 24 | 7 | 17.8 | 65.7778 | 0.24 | 5172.0277 | 0.18071 | 0 | 5172.0277 | 0 | 0.97644 | 0 | 0 | 0 | 0 | 4882.2176 | 289.8101 | 0 | 202.8671 | -47132139.7242 | -47132.1397 | -1431862.4726 | -46698.2738
9 | 24 | 8 | 20 | 85.5111 | 0.24 | 6723.6361 | 0.16055 | 0 | 6723.6361 | 0 | 1.1163 | 0 | 0 | 0 | 0 | 5581.4698 | 1142.1662 | 0 | 799.5164 | -47131340.2078 | -47131.3402 | -1431838.1835 | -46697.4817
9 | 24 | 9 | 21.7 | 179.5557 | 0.24 | 14118.2466 | 0.15687 | 0 | 14118.2466 | 0 | 1.2438 | 0 | 0 | 0 | 0 | 6219.1239 | 7899.1227 | 0 | 5529.3859 | -47125810.8219 | -47125.8108 | -1431670.2022 | -46692.0032
9 | 24 | 10 | 23.3 | 181.0195 | 0.24 | 14233.3422 | 0.16977 | 0 | 14233.3422 | 0 | 1.5596 | 0 | 0 | 0 | 0 | 7797.8597 | 6435.4824 | 0 | 4504.8377 | -47121305.9842 | -47121.306 | -1431533.3464 | -46687.5398
9 | 24 | 11 | 25 | 256.5276 | 0.24 | 20170.4611 | 0.18894 | 0 | 20170.4611 | 0.8 | 1.3568 | 0 | 0 | 0 | 0 | 10783.8531 | 9386.608 | 0 | 6570.6256 | -47114735.3586 | -47114.7354 | -1431333.7324 | -46681.0297
9 | 24 | 12 | 26.1 | 392.8565 | 0.2378 | 30606.6802 | 0.17796 | 0 | 30606.6802 | 1.68 | 0.79307 | 0 | 0 | 0 | 0 | 12365.3733 | 18241.3069 | 0 | 12768.9148 | -47101966.4438 | -47101.9664 | -1430945.816 | -46668.3783
9 | 24 | 13 | 27.8 | 296.3893 | 0.2344 | 22760.9603 | 0.15051 | 0 | 22760.9603 | 3.04 | 0.67394 | 0 | 0 | 0 | 0 | 18569.7194 | 4191.2409 | 0 | 2933.8687 | -47099032.5751 | -47099.0326 | -1430856.6858 | -46665.4715
9 | 24 | 14 | 28.3 | 378.571 | 0.2334 | 28948.0051 | 0.15946 | 0 | 28948.0051 | 3.44 | 2.0502 | 0 | 0 | 0 | 0 | 27451.0627 | 1496.9424 | 0 | 1047.8597 | -47097984.7154 | -47097.9847 | -1430824.8521 | -46664.4332
9 | 24 | 15 | 27.8 | 558.6899 | 0.2344 | 42904.1035 | 0.17135 | 0 | 42904.1035 | 3.04 | 3.5793 | 0 | 0 | 0 | 0 | 33096.5982 | 9807.5053 | 0 | 6865.2537 | -47091119.4617 | -47091.1195 | -1430616.2874 | -46657.6312
9 | 24 | 16 | 27.2 | 170.7445 | 0.2356 | 13179.2992 | 0.18943 | 0 | 13179.2992 | 2.56 | 4.1874 | 0 | 0 | 0 | 0 | 33736.9853 | -20557.6861 | -29368.1231 | 0 | -47120487.5847 | -47120.4876 | -1431508.4836 | -46686.729
9 | 24 | 17 | 25.6 | 106.9777 | 0.2388 | 8369.4675 | 0.21487 | 0 | 8369.4675 | 1.28 | 5.1306 | 0 | 0 | 0 | 0 | 32052.9879 | -23683.5204 | -33833.6006 | 0 | -47154321.1853 | -47154.3212 | -1432536.3398 | -46720.2511
9 | 24 | 18 | 22.2 | 4.2841 | 0.24 | 336.8539 | 0.23878 | 0 | 336.8539 | 0 | 5.806 | 0 | 0 | 0 | 0 | 29029.8029 | -28692.949 | -40989.9271 | 0 | -47195311.1124 | -47195.3111 | -1433781.6034 | -46760.8637
9 | 24 | 19 | 22.2 | 0 | 0.24 | 0 | 0.29811 | 0 | 0 | 0 | 4.879 | 0 | 0 | 0 | 0 | 24395.1182 | -24395.1182 | -34850.1689 | 0 | -47230161.2813 | -47230.1613 | -1434840.3427 | -46795.3931
9 | 24 | 20 | 22.8 | 0 | 0.24 | 0 | 0.38602 | 0 | 0 | 0 | 3.4922 | 0 | 0 | 0 | 0 | 17460.7722 | -17460.7722 | -24943.9603 | 0 | -47255105.2416 | -47255.1052 | -1435598.1339 | -46820.1074
9 | 24 | 21 | 20.6 | 0 | 0.24 | 0 | 0.4459 | 0 | 0 | 0 | 3.6071 | 0 | 0 | 0 | 0 | 18035.6876 | -18035.6876 | -25765.268 | 0 | -47280870.5096 | -47280.8705 | -1436380.8762 | -46845.6355 | 3483291.8187 | 54244341.6461
9 | 24 | 22 | 20.6 | 0 | 0.24 | 0 | 0.49524 | 0 | 0 | 0 | 2.8467 | 0 | 0 | 0 | 0 | 14233.7176 | -14233.7176 | -20333.8823 | 0 | -47301204.3919 | -47301.2044 | -1436998.6144 | -46865.7822
9 | 24 | 23 | 20 | 0 | 0.24 | 0 | 0.52356 | 0 | 0 | 0 | 2.215 | 0 | 0 | 0 | 0 | 11075.1053 | -11075.1053 | -15821.5791 | 0 | -47317025.971 | -47317.026 | -1437479.27 | -46881.4582 | 3461512.3372 | 54258717.626
9 | 25 | 0 | 20 | 0 | 0.24 | 0 | 0.54543 | 0 | 0 | 0 | 1.8947 | 0 | 0 | 0 | 0 | 9473.5555 | -9473.5555 | -13533.6506 | 0 | -47330559.6216 | -47330.5596 | -1437890.4189 | -46894.8672
9 | 25 | 1 | 20 | 0 | 0.24 | 0 | 0.54579 | 0 | 0 | 0 | 1.6479 | 0 | 0 | 0 | 0 | 8239.3126 | -8239.3126 | -11770.4466 | 0 | -47342330.0682 | -47342.3301 | -1438248.0021 | -46906.5293
9 | 25 | 2 | 19.4 | 0 | 0.24 | 0 | 0.53359 | 0 | 0 | 0 | 1.5739 | 0 | 0 | 0 | 0 | 7869.7241 | -7869.7241 | -11242.4631 | 0 | -47353572.5312 | -47353.5725 | -1438589.5453 | -46917.6683
9 | 25 | 3 | 18.9 | 0 | 0.24 | 0 | 0.52603 | 0 | 0 | 0 | 1.4332 | 0 | 0 | 0 | 0 | 7165.9091 | -7165.9091 | -10237.013 | 0 | -47363809.5443 | -47363.8095 | -1438900.5431 | -46927.8111
9 | 25 | 4 | 18.3 | 0 | 0.24 | 0 | 0.51585 | 0 | 0 | 0 | 1.3419 | 0 | 0 | 0 | 0 | 6709.6271 | -6709.6271 | -9585.1816 | 0 | -47373394.7259 | -47373.3947 | -1439191.7385 | -46937.308
9 | 25 | 5 | 17.8 | 0 | 0.24 | 0 | 0.4922 | 0 | 0 | 0 | 1.2938 | 0 | 0 | 0 | 0 | 6468.9383 | -6468.9383 | -9241.3405 | 0 | -47382636.0664 | -47382.6361 | -1439472.4881 | -46946.4643
9 | 25 | 6 | 18.3 | 18.0196 | 0.24 | 1416.8622 | 0.48014 | 0 | 1416.8622 | 0 | 1.1578 | 0 | 0 | 0 | 0 | 5789.0781 | -4372.2159 | -6246.0227 | 0 | -47388882.0891 | -47388.8821 | -1439662.2407 | -46952.6528
9 | 25 | 7 | 20 | 188.7187 | 0.24 | 14838.7222 | 0.44182 | 0 | 14838.7222 | 0 | 1.0549 | 0 | 0 | 0 | 0 | 5274.6202 | 9564.1021 | 0 | 6694.8714 | -47382187.2176 | -47382.1872 | -1439458.8522 | -46946.0196
9 | 25 | 8 | 21.7 | 452.2367 | 0.24 | 35558.8258 | 0.34558 | 0 | 35558.8258 | 0 | 1.1382 | 0 | 0 | 0 | 0 | 5690.9775 | 29867.8483 | 0 | 20907.4938 | -47361279.7239 | -47361.2797 | -1438823.6878 | -46925.3045
9 | 25 | 9 | 23.9 | 654.4308 | 0.24 | 51457.1098 | 0.33561 | 0 | 51457.1098 | 0 | 1.2721 | 0 | 0 | 0 | 0 | 6360.5714 | 45096.5384 | 0 | 31567.5769 | -47329712.147 | -47329.7121 | -1437864.6728 | -46894.0276
9 | 25 | 10 | 26.1 | 778.2918 | 0.2378 | 60635.1857 | 0.33344 | 0 | 60635.1857 | 1.68 | 0.07443 | 0 | 0 | 0 | 0 | 8772.1524 | 51863.0334 | 0 | 36304.1234 | -47293408.0236 | -47293.408 | -1436761.7627 | -46858.0576
9 | 25 | 11 | 27.8 | 900.2345 | 0.2344 | 69132.7202 | 0.30525 | 0 | 69132.7202 | 3.04 | 0 | 0 | 0 | 0 | 0 | 15200 | 53932.7202 | 0 | 37752.9042 | -47255655.1194 | -47255.6551 | -1435614.8391 | -46820.6522
9 | 25 | 12 | 28.9 | 962.8996 | 0.2322 | 73251.0151 | 0.25563 | 0 | 73251.0151 | 3.92 | 0 | 0 | 0 | 0 | 0 | 19600 | 53651.0151 | 0 | 37555.7106 | -47218099.4089 | -47218.0994 | -1434473.9061 | -46783.4422
9 | 25 | 13 | 28.9 | 915.3863 | 0.2322 | 69636.5159 | 0.23908 | 0 | 69636.5159 | 3.92 | 0 | 0 | 0 | 0 | 0 | 19600 | 50036.5159 | 0 | 35025.5611 | -47183073.8477 | -47183.0738 | -1433409.8384 | -46748.7391
9 | 25 | 14 | 30.6 | 790.5615 | 0.2288 | 59260.0564 | 0.24182 | 0 | 59260.0564 | 5.28 | 0.38854 | 0 | 0 | 0 | 0 | 28342.6938 | 30917.3626 | 0 | 21642.1538 | -47161431.6939 | -47161.4317 | -1432752.3553 | -46727.2962
9 | 25 | 15 | 29.4 | 600.629 | 0.2312 | 45495.0934 | 0.24312 | 0 | 45495.0934 | 4.32 | 3.2033 | 0 | 0 | 0 | 0 | 37616.3883 | 7878.7051 | 0 | 5515.0936 | -47155916.6004 | -47155.9166 | -1432584.8081 | -46721.8318
9 | 25 | 16 | 29.4 | 369.0084 | 0.2312 | 27950.8147 | 0.23987 | 0 | 27950.8147 | 4.32 | 4.2603 | 0 | 0 | 0 | 0 | 42901.2748 | -14950.4602 | -21357.8002 | 0 | -47177274.4006 | -47177.2744 | -1433233.6527 | -46742.993
9 | 25 | 17 | 27.8 | 124.3219 | 0.2344 | 9547.1939 | 0.23273 | 0 | 9547.1939 | 3.04 | 4.9737 | 0 | 0 | 0 | 0 | 40068.5875 | -30521.3935 | -43601.9908 | 0 | -47220876.3914 | -47220.8764 | -1434558.2701 | -46786.1937
9 | 25 | 18 | 26.1 | 4.4758 | 0.2378 | 348.7007 | 0.26201 | 0 | 348.7007 | 1.68 | 4.6938 | 0 | 0 | 0 | 0 | 31869.1482 | -31520.4475 | -45029.2107 | 0 | -47265905.6021 | -47265.9056 | -1435926.2461 | -46830.8084
9 | 25 | 19 | 24.4 | 0 | 0.24 | 0 | 0.32336 | 0 | 0 | 0.32 | 4.1158 | 0 | 0 | 0 | 0 | 22178.8075 | -22178.8075 | -31684.0107 | 0 | -47297589.6128 | -47297.5896 | -1436888.7984 | -46862.2007
9 | 25 | 20 | 23.3 | 0 | 0.24 | 0 | 0.37957 | 0 | 0 | 0 | 3.893 | 0 | 0 | 0 | 0 | 19464.991 | -19464.991 | -27807.13 | 0 | -47325396.7428 | -47325.3967 | -1437733.5719 | -46889.7519
9 | 25 | 21 | 23.9 | 0 | 0.24 | 0 | 0.41441 | 0 | 0 | 0 | 3.9708 | 0 | 0 | 0 | 0 | 19853.9714 | -19853.9714 | -28362.8163 | 0 | -47353759.5591 | -47353.7596 | -1438595.2271 | -46917.8536
9 | 25 | 22 | 22.8 | 0 | 0.24 | 0 | 0.45981 | 0 | 0 | 0 | 3.1303 | 0 | 0 | 0 | 0 | 15651.614 | -15651.614 | -22359.4486 | 0 | -47376119.0077 | -47376.119 | -1439274.5015 | -46940.0072 | 3291051.7342 | 54147350.0597
9 | 25 | 23 | 22.2 | 0 | 0.24 | 0 | 0.47957 | 0 | 0 | 0 | 2.3184 | 0 | 0 | 0 | 0 | 11591.8447 | -11591.8447 | -16559.7782 | 0 | -47392678.7859 | -47392.6788 | -1439777.5834 | -46956.4146
9 | 26 | 0 | 21.7 | 0 | 0.24 | 0 | 0.50695 | 0 | 0 | 0 | 1.764 | 0 | 0 | 0 | 0 | 8819.9315 | -8819.9315 | -12599.9021 | 0 | -47405278.6879 | -47405.2787 | -1440160.3652 | -46968.8985
9 | 26 | 1 | 20 | 0 | 0.24 | 0 | 0.48279 | 0 | 0 | 0 | 1.4174 | 0 | 0 | 0 | 0 | 7087.2005 | -7087.2005 | -10124.5721 | 0 | -47415403.2601 | -47415.4033 | -1440467.9471 | -46978.9299
9 | 26 | 2 | 18.9 | 0 | 0.24 | 0 | 0.46726 | 0 | 0 | 0 | 1.2794 | 0 | 0 | 0 | 0 | 6397.0739 | -6397.0739 | -9138.677 | 0 | -47424541.9371 | -47424.5419 | -1440745.5778 | -46987.9844
9 | 26 | 3 | 19.4 | 0 | 0.24 | 0 | 0.43851 | 0 | 0 | 0 | 1.1316 | 0 | 0 | 0 | 0 | 5657.8971 | -5657.8971 | -8082.7101 | 0 | -47432624.6472 | -47432.6246 | -1440991.1285 | -46995.9927
9 | 26 | 4 | 18.3 | 0 | 0.24 | 0 | 0.42987 | 0 | 0 | 0 | 1.0387 | 0 | 0 | 0 | 0 | 5193.6301 | -5193.6301 | -7419.4716 | 0 | -47440044.1187 | -47440.0441 | -1441216.5302 | -47003.3439
9 | 26 | 5 | 18.3 | 0 | 0.24 | 0 | 0.46488 | 0 | 0 | 0 | 1.0346 | 0 | 0 | 0 | 0 | 5173.0974 | -5173.0974 | -7390.1392 | 0 | -47447434.2579 | -47447.4343 | -1441441.0407 | -47010.666
9 | 26 | 6 | 18.9 | 16.9136 | 0.24 | 1329.8983 | 0.46039 | 0 | 1329.8983 | 0 | 0.95796 | 0 | 0 | 0 | 0 | 4789.8205 | -3459.9222 | -4942.7461 | 0 | -47452377.004 | -47452.377 | -1441591.2001 | -47015.5632
9 | 26 | 7 | 21.1 | 177.3113 | 0.24 | 13941.7781 | 0.44407 | 0 | 13941.7781 | 0 | 1.0152 | 0 | 0 | 0 | 0 | 5076.1375 | 8865.6406 | 0 | 6205.9484 | -47446171.0555 | -47446.1711 | -1441402.665 | -47009.4144
9 | 26 | 8 | 24.4 | 445.4091 | 0.24 | 35021.9826 | 0.40053 | 0 | 35021.9826 | 0.32 | 0.90376 | 0 | 0 | 0 | 0 | 6118.8211 | 28903.1616 | 0 | 20232.2131 | -47425938.8424 | -47425.9388 | -1440788.0155 | -46989.3685
9 | 26 | 9 | 26.1 | 659.7526 | 0.2378 | 51400.0297 | 0.39412 | 0 | 51400.0297 | 1.68 | 0 | 0 | 0 | 0 | 0 | 8400 | 43000.0297 | 0 | 30100.0208 | -47395838.8217 | -47395.8388 | -1439873.5845 | -46959.5455
9 | 26 | 10 | 27.8 | 839.573 | 0.2344 | 64474.2782 | 0.35308 | 0 | 64474.2782 | 3.04 | 0 | 0 | 0 | 0 | 0 | 15200 | 49274.2782 | 0 | 34491.9948 | -47361346.8269 | -47361.3468 | -1438825.7264 | -46925.371
9 | 26 | 11 | 29.4 | 934.5305 | 0.2312 | 70786.7118 | 0.279 | 0 | 70786.7118 | 4.32 | 0 | 0 | 0 | 0 | 0 | 21600 | 49186.7118 | 0 | 34430.6982 | -47326916.1287 | -47326.9161 | -1437779.7305 | -46891.2573
9 | 26 | 12 | 30 | 969.6288 | 0.23 | 73064.0493 | 0.2116 | 0 | 73064.0493 | 4.8 | 0 | 0 | 0 | 0 | 0 | 24000 | 49064.0493 | 0 | 34344.8345 | -47292571.2942 | -47292.5713 | -1436736.3431 | -46857.2286
9 | 26 | 13 | 31.1 | 917.8805 | 0.2278 | 68503.1089 | 0.17959 | 0 | 68503.1089 | 5.68 | 0 | 0 | 0 | 0 | 0 | 28400 | 40103.1089 | 0 | 28072.1762 | -47264499.1179 | -47264.4991 | -1435883.5175 | -46829.4148
9 | 26 | 14 | 31.1 | 787.2549 | 0.2278 | 58754.2757 | 0.17155 | 0 | 58754.2757 | 5.68 | 0 | 0 | 0 | 0 | 0 | 28400 | 30354.2757 | 0 | 21247.993 | -47243251.1249 | -47243.2511 | -1435238.0089 | -46808.3624
9 | 26 | 15 | 31.1 | 589.2568 | 0.2278 | 43977.3185 | 0.17905 | 0 | 43977.3185 | 5.68 | 1.3688 | 0 | 0 | 0 | 0 | 35243.7731 | 8733.5454 | 0 | 6113.4818 | -47237137.6432 | -47237.1376 | -1435052.2828 | -46802.3052
9 | 26 | 16 | 30 | 350.0141 | 0.23 | 26374.472 | 0.19866 | 0 | 26374.472 | 4.8 | 2.5601 | 0 | 0 | 0 | 0 | 36800.3326 | -10425.8606 | -14894.0866 | 0 | -47252031.7298 | -47252.0317 | -1435504.7614 | -46817.0622
9 | 26 | 17 | 28.3 | 128.4456 | 0.2334 | 9821.788 | 0.21186 | 0 | 9821.788 | 3.44 | 3.2769 | 0 | 0 | 0 | 0 | 33584.6338 | -23762.8458 | -33946.9226 | 0 | -47285978.6523 | -47285.9787 | -1436536.0603 | -46850.6966
9 | 26 | 18 | 25.6 | 3.9353 | 0.2388 | 307.8778 | 0.22032 | 0 | 307.8778 | 1.28 | 3.8535 | 0 | 0 | 0 | 0 | 25667.3211 | -25359.4433 | -36227.7761 | 0 | -47322206.4284 | -47322.2064 | -1437636.651 | -46886.5909
9 | 26 | 19 | 23.9 | 0 | 0.24 | 0 | 0.24703 | 0 | 0 | 0 | 3.1807 | 0 | 0 | 0 | 0 | 15903.7098 | -15903.7098 | -22719.5855 | 0 | -47344926.0139 | -47344.926 | -1438326.8662 | -46909.1014
9 | 26 | 20 | 23.3 | 0 | 0.24 | 0 | 0.33156 | 0 | 0 | 0 | 2.7758 | 0 | 0 | 0 | 0 | 13878.9584 | -13878.9584 | -19827.0834 | 0 | -47364753.0972 | -47364.7531 | -1438929.208 | -46928.7459
9 | 26 | 21 | 21.1 | 0 | 0.24 | 0 | 0.36442 | 0 | 0 | 0 | 3.1447 | 0 | 0 | 0 | 0 | 15723.4784 | -15723.4784 | -22462.112 | 0 | -47387215.2093 | -47387.2152 | -1439611.6013 | -46951.0013
9 | 26 | 22 | 21.7 | 0 | 0.24 | 0 | 0.36338 | 0 | 0 | 0 | 2.3982 | 0 | 0 | 0 | 0 | 11991.0915 | -11991.0915 | -17130.1307 | 0 | -47404345.34 | -47404.3453 | -1440132.0103 | -46967.9737
9 | 26 | 23 | 19.4 | 0 | 0.24 | 0 | 0.34855 | 0 | 0 | 0 | 1.8662 | 0 | 0 | 0 | 0 | 9330.9673 | -9330.9673 | -13329.9533 | 0 | -47417675.2933 | -47417.6753 | -1440536.9709 | -46981.181
9 | 27 | 0 | 18.3 | 0 | 0.24 | 0 | 0.34267 | 0 | 0 | 0 | 1.5646 | 0 | 0 | 0 | 0 | 7822.9552 | -7822.9552 | -11175.6503 | 0 | -47428850.9436 | -47428.8509 | -1440876.4844 | -46992.2537
9 | 27 | 1 | 17.8 | 0 | 0.24 | 0 | 0.33903 | 0 | 0 | 0 | 1.3825 | 0 | 0 | 0 | 0 | 6912.6726 | -6912.6726 | -9875.2466 | 0 | -47438726.1902 | -47438.7262 | -1441176.4919 | -47002.0381
9 | 27 | 2 | 17.8 | 0 | 0.24 | 0 | 0.32405 | 0 | 0 | 0 | 1.2552 | 0 | 0 | 0 | 0 | 6276.1592 | -6276.1592 | -8965.9417 | 0 | -47447692.1319 | -47447.6921 | -1441448.8749 | -47010.9215
9 | 27 | 3 | 19.4 | 0 | 0.24 | 0 | 0.32253 | 0 | 0 | 0 | 1.1094 | 0 | 0 | 0 | 0 | 5547.2487 | -5547.2487 | -7924.6409 | 0 | -47455616.7729 | -47455.6168 | -1441689.6235 | -47018.7732
9 | 27 | 4 | 17.8 | 0 | 0.24 | 0 | 0.31671 | 0 | 0 | 0 | 1.0323 | 0 | 0 | 0 | 0 | 5161.6904 | -5161.6904 | -7373.8434 | 0 | -47462990.6162 | -47462.9906 | -1441913.639 | -47026.0792
9 | 27 | 5 | 17.2 | 0 | 0.24 | 0 | 0.32013 | 0 | 0 | 0 | 1.0186 | 0 | 0 | 0 | 0 | 5093.2481 | -5093.2481 | -7276.0686 | 0 | -47470266.6849 | -47470.2667 | -1442134.6841 | -47033.2882
9 | 27 | 6 | 16.7 | 18.1796 | 0.24 | 1429.4376 | 0.30149 | 0 | 1429.4376 | 0 | 1.0367 | 0 | 0 | 0 | 0 | 5183.3638 | -3753.9261 | -5362.7516 | 0 | -47475629.4365 | -47475.6294 | -1442297.6031 | -47038.6016
9 | 27 | 7 | 20.6 | 188.0144 | 0.24 | 14783.3498 | 0.29108 | 0 | 14783.3498 | 0 | 1.2185 | 0 | 0 | 0 | 0 | 6092.5057 | 8690.8441 | 0 | 6083.5909 | -47469545.8457 | -47469.5458 | -1442112.7852 | -47032.574
9 | 27 | 8 | 24.4 | 448.4696 | 0.24 | 35262.623 | 0.24444 | 0 | 35262.623 | 0.32 | 0.9592 | 0 | 0 | 0 | 0 | 6396.0124 | 28866.6106 | 0 | 20206.6274 | -47449339.2182 | -47449.3392 | -1441498.913 | -47012.5534
9 | 27 | 9 | 26.1 | 653.0038 | 0.2378 | 50874.2462 | 0.24412 | 0 | 50874.2462 | 1.68 | 0 | 0 | 0 | 0 | 0 | 8400 | 42474.2462 | 0 | 29731.9723 | -47419607.2459 | -47419.6072 | -1440595.6632 | -46983.0951
9 | 27 | 10 | 27.8 | 736.8399 | 0.2344 | 56584.9744 | 0.22456 | 0 | 56584.9744 | 3.04 | 0 | 0 | 0 | 0 | 0 | 15200 | 41384.9744 | 0 | 28969.4821 | -47390637.7638 | -47390.6378 | -1439715.5776 | -46954.3923
9 | 27 | 11 | 30 | 831.3895 | 0.23 | 62647.363 | 0.18865 | 0 | 62647.363 | 4.8 | 0 | 0 | 0 | 0 | 0 | 24000 | 38647.363 | 0 | 27053.1541 | -47363584.6097 | -47363.5846 | -1438893.7097 | -46927.5882
9 | 27 | 12 | 31.1 | 876.2861 | 0.2278 | 65398.8421 | 0.17025 | 0 | 65398.8421 | 5.68 | 0 | 0 | 0 | 0 | 0 | 28400 | 36998.8421 | 0 | 25899.1894 | -47337685.4203 | -47337.6854 | -1438106.8988 | -46901.9274
9 | 27 | 13 | 31.7 | 896.7535 | 0.2266 | 66573.8102 | 0.17457 | 0 | 66573.8102 | 6.16 | 0 | 0 | 0 | 0 | 0 | 30800 | 35773.8102 | 0 | 25041.6671 | -47312643.7531 | -47312.6438 | -1437346.1393 | -46877.1163
9 | 27 | 14 | 32.8 | 747.8804 | 0.2244 | 54982.6145 | 0.19237 | 0 | 54982.6145 | 7.04 | 0 | 0 | 0 | 0 | 0 | 35200 | 19782.6145 | 0 | 13847.8302 | -47298795.9229 | -47298.7959 | -1436925.4458 | -46863.3959
9 | 27 | 15 | 32.8 | 574.9748 | 0.2244 | 42270.9567 | 0.2005 | 0 | 42270.9567 | 7.04 | 0 | 0 | 0 | 0 | 0 | 35200 | 7070.9567 | 0 | 4949.6697 | -47293846.2533 | -47293.8463 | -1436775.076 | -46858.4918
9 | 27 | 16 | 32.2 | 340.5983 | 0.2256 | 25173.9848 | 0.21973 | 0 | 25173.9848 | 6.56 | 0.45577 | 0 | 0 | 0 | 0 | 35078.8738 | -9904.889 | -14149.8415 | 0 | -47307996.0948 | -47307.9961 | -1437204.9447 | -46872.5114
9 | 27 | 17 | 29.4 | 120.3746 | 0.2312 | 9117.8612 | 0.23624 | 0 | 9117.8612 | 4.32 | 2.1586 | 0 | 0 | 0 | 0 | 32393.0999 | -23275.2387 | -33250.3409 | 0 | -47341246.4357 | -47341.2464 | -1438215.0816 | -46905.4557
9 | 27 | 18 | 27.8 | 4.2885 | 0.2344 | 329.3303 | 0.25575 | 0 | 329.3303 | 3.04 | 2.1083 | 0 | 0 | 0 | 0 | 25741.332 | -25412.0017 | -36302.8596 | 0 | -47377549.2953 | -47377.5493 | -1439317.9533 | -46941.4243
9 | 27 | 19 | 25.6 | 0 | 0.2388 | 0 | 0.33629 | 0 | 0 | 1.28 | 2.0313 | 0 | 0 | 0 | 0 | 16556.5098 | -16556.5098 | -23652.1569 | 0 | -47401201.4522 | -47401.2015 | -1440036.4998 | -46964.8588 | 2969821.5818 | 53851202.3518
9 | 27 | 20 | 24.4 | 0 | 0.24 | 0 | 0.44723 | 0 | 0 | 0.32 | 2.4312 | 0 | 0 | 0 | 0 | 13755.8414 | -13755.8414 | -19651.202 | 0 | -47420852.6542 | -47420.8527 | -1440633.4984 | -46984.3291
9 | 27 | 21 | 23.9 | 0 | 0.24 | 0 | 0.54106 | 0 | 0 | 0 | 3.0058 | 0 | 0 | 0 | 0 | 15028.7891 | -15028.7891 | -21469.6986 | 0 | -47442322.3528 | -47442.3224 | -1441285.7424 | -47005.6011
9 | 27 | 22 | 22.8 | 0 | 0.24 | 0 | 0.59742 | 0 | 0 | 0 | 2.4603 | 0 | 0 | 0 | 0 | 12301.3633 | -12301.3633 | -17573.3761 | 0 | -47459895.7289 | -47459.8957 | -1441819.6171 | -47023.0128
9 | 27 | 23 | 22.8 | 0 | 0.24 | 0 | 0.60526 | 0 | 0 | 0 | 1.9559 | 0 | 0 | 0 | 0 | 9779.2644 | -9779.2644 | -13970.3777 | 0 | -47473866.1066 | -47473.8661 | -1442244.0336 | -47036.8545
9 | 28 | 0 | 23.3 | 0 | 0.24 | 0 | 0.59413 | 0 | 0 | 0 | 1.678 | 0 | 0 | 0 | 0 | 8389.8857 | -8389.8857 | -11985.5509 | 0 | -47485851.6576 | -47485.8517 | -1442608.1516 | -47048.7298
9 | 28 | 1 | 21.7 | 0 | 0.24 | 0 | 0.58184 | 0 | 0 | 0 | 1.519 | 0 | 0 | 0 | 0 | 7594.8142 | -7594.8142 | -10849.7346 | 0 | -47496701.3922 | -47496.7014 | -1442937.7638 | -47059.4796
9 | 28 | 2 | 21.1 | 0 | 0.24 | 0 | 0.55758 | 0 | 0 | 0 | 1.333 | 0 | 0 | 0 | 0 | 6665.1396 | -6665.1396 | -9521.628 | 0 | -47506223.0202 | -47506.223 | -1443227.0285 | -47068.9136
9 | 28 | 3 | 20 | 0 | 0.24 | 0 | 0.54614 | 0 | 0 | 0 | 1.1637 | 0 | 0 | 0 | 0 | 5818.7365 | -5818.7365 | -8312.4807 | 0 | -47514535.5009 | -47514.5355 | -1443479.5595 | -47077.1496
9 | 28 | 4 | 20.6 | 0 | 0.24 | 0 | 0.52321 | 0 | 0 | 0 | 1.0442 | 0 | 0 | 0 | 0 | 5221.007 | -5221.007 | -7458.5815 | 0 | -47521994.0823 | -47521.9941 | -1443706.1493 | -47084.5395
9 | 28 | 5 | 18.9 | 0 | 0.24 | 0 | 0.47222 | 0 | 0 | 0 | 1.0157 | 0 | 0 | 0 | 0 | 5078.4189 | -5078.4189 | -7254.8841 | 0 | -47529248.9664 | -47529.249 | -1443926.5509 | -47091.7276
9 | 28 | 6 | 18.9 | 16.0449 | 0.24 | 1261.5886 | 0.39906 | 0 | 1261.5886 | 0 | 1.0481 | 0 | 0 | 0 | 0 | 5240.399 | -3978.8104 | -5684.0148 | 0 | -47534932.9813 | -47534.933 | -1444099.2298 | -47097.3593
9 | 28 | 7 | 22.8 | 167.5278 | 0.24 | 13172.5138 | 0.34185 | 0 | 13172.5138 | 0 | 1.146 | 0 | 0 | 0 | 0 | 5729.7615 | 7442.7523 | 0 | 5209.9266 | -47529723.0547 | -47529.7231 | -1443940.9536 | -47092.1973
9 | 28 | 8 | 26.7 | 423.4891 | 0.2366 | 32826.7136 | 0.25589 | 0 | 32826.7136 | 2.16 | 0 | 0 | 0 | 0 | 0 | 10800 | 22026.7136 | 0 | 15418.6995 | -47514304.3551 | -47514.3044 | -1443472.5374 | -47076.9205
9 | 28 | 9 | 28.9 | 628.8528 | 0.2322 | 47838.9509 | 0.2506 | 0 | 47838.9509 | 3.92 | 0 | 0 | 0 | 0 | 0 | 19600 | 28238.9509 | 0 | 19767.2656 | -47494537.0895 | -47494.5371 | -1442872.0128 | -47057.3352
9 | 28 | 10 | 31.1 | 834.1506 | 0.2278 | 62254.1896 | 0.25255 | 0 | 62254.1896 | 5.68 | 0 | 0 | 0 | 0 | 0 | 28400 | 33854.1896 | 0 | 23697.9327 | -47470839.1568 | -47470.8392 | -1442152.0756 | -47033.8554
9 | 28 | 11 | 32.2 | 942.9035 | 0.2256 | 69691.0109 | 0.27606 | 0 | 69691.0109 | 6.56 | 0 | 0 | 0 | 0 | 0 | 32800 | 36891.0109 | 0 | 25823.7076 | -47445015.4491 | -47445.0154 | -1441367.5579 | -47008.2695
9 | 28 | 12 | 33.3 | 962.0775 | 0.2234 | 70414.7455 | 0.3034 | 0 | 70414.7455 | 7.44 | 0 | 0 | 0 | 0 | 0 | 37200 | 33214.7455 | 0 | 23250.3219 | -47421765.1273 | -47421.7651 | -1440661.2191 | -46985.2332
9 | 28 | 13 | 33.9 | 841.3578 | 0.2222 | 61248.4596 | 0.36977 | 0 | 61248.4596 | 7.92 | 0 | 0 | 0 | 0 | 0 | 39600 | 21648.4596 | 0 | 15153.9217 | -47406611.2055 | -47406.6112 | -1440200.8468 | -46970.2187
9 | 28 | 14 | 34.4 | 759.8367 | 0.2212 | 55065.0191 | 0.41717 | 0 | 55065.0191 | 8.32 | 0 | 0 | 0 | 0 | 0 | 41600 | 13465.0191 | 0 | 9425.5134 | -47397185.6922 | -47397.1857 | -1439914.502 | -46960.88
9 | 28 | 15 | 33.9 | 551.9947 | 0.2222 | 40183.6492 | 0.45465 | 0 | 40183.6492 | 7.92 | 0 | 0 | 0 | 0 | 0 | 39600 | 583.6492 | 0 | 408.5544 | -47396777.1377 | -47396.7771 | -1439902.0903 | -46960.4752
9 | 28 | 16 | 32.8 | 360.4549 | 0.2244 | 26499.8977 | 0.44755 | 0 | 26499.8977 | 7.04 | 0.15683 | 0 | 0 | 0 | 0 | 35984.142 | -9484.2443 | -13548.9205 | 0 | -47410326.0582 | -47410.3261 | -1440313.703 | -46973.8994
9 | 28 | 17 | 30.6 | 117.503 | 0.2288 | 8807.9639 | 0.47343 | 0 | 8807.9639 | 5.28 | 1.2429 | 0 | 0 | 0 | 0 | 32614.6342 | -23806.6703 | -34009.5289 | 0 | -47444335.5872 | -47444.3356 | -1441346.9039 | -47007.5958 | 2836899.0571 | 53761413.9621
9 | 28 | 18 | 28.3 | 3.2466 | 0.2334 | 248.2559 | 0.48441 | 0 | 248.2559 | 3.44 | 1.6859 | 0 | 0 | 0 | 0 | 25629.3567 | -25381.1009 | -36258.7155 | 0 | -47480594.3027 | -47480.5943 | -1442448.4345 | -47043.5208
9 | 28 | 19 | 26.1 | 0 | 0.2378 | 0 | 0.49108 | 0 | 0 | 1.68 | 1.6379 | 0 | 0 | 0 | 0 | 16589.4041 | -16589.4041 | -23699.1487 | 0 | -47504293.4513 | -47504.2935 | -1443168.4086 | -47067.0018
9 | 28 | 20 | 26.1 | 0 | 0.2378 | 0 | 0.53365 | 0 | 0 | 1.68 | 1.316 | 0 | 0 | 0 | 0 | 14979.8692 | -14979.8692 | -21399.8132 | 0 | -47525693.2645 | -47525.6933 | -1443818.5296 | -47088.2046
9 | 28 | 21 | 25.6 | 0 | 0.2388 | 0 | 0.56189 | 0 | 0 | 1.28 | 1.9836 | 0 | 0 | 0 | 0 | 16318.1025 | -16318.1025 | -23311.575 | 0 | -47549004.8395 | -47549.0048 | -1444526.7293 | -47111.3016
9 | 28 | 22 | 23.9 | 0 | 0.24 | 0 | 0.56794 | 0 | 0 | 0 | 2.5287 | 0 | 0 | 0 | 0 | 12643.5748 | -12643.5748 | -18062.2497 | 0 | -47567067.0892 | -47567.0671 | -1445075.4559 | -47129.1976
9 | 28 | 23 | 23.9 | 0 | 0.24 | 0 | 0.5656 | 0 | 0 | 0 | 2.0562 | 0 | 0 | 0 | 0 | 10281.1746 | -10281.1746 | -14687.3923 | 0 | -47581754.4815 | -47581.7545 | -1445521.6551 | -47143.7498
9 | 29 | 0 | 22.8 | 0 | 0.24 | 0 | 0.54859 | 0 | 0 | 0 | 1.7457 | 0 | 0 | 0 | 0 | 8728.6751 | -8728.6751 | -12469.5358 | 0 | -47594224.0173 | -47594.224 | -1445900.4765 | -47156.1045
9 | 29 | 1 | 22.2 | 0 | 0.24 | 0 | 0.50371 | 0 | 0 | 0 | 1.5126 | 0 | 0 | 0 | 0 | 7562.8745 | -7562.8745 | -10804.1064 | 0 | -47605028.1237 | -47605.0281 | -1446228.7025 | -47166.8092
9 | 29 | 2 | 21.7 | 0 | 0.24 | 0 | 0.45892 | 0 | 0 | 0 | 1.284 | 0 | 0 | 0 | 0 | 6419.888 | -6419.888 | -9171.2686 | 0 | -47614199.3923 | -47614.1994 | -1446507.3233 | -47175.896
9 | 29 | 3 | 21.1 | 0 | 0.24 | 0 | 0.43087 | 0 | 0 | 0 | 1.1457 | 0 | 0 | 0 | 0 | 5728.6208 | -5728.6208 | -8183.744 | 0 | -47622383.1363 | -47622.3831 | -1446755.9434 | -47184.0044
9 | 29 | 4 | 20 | 0 | 0.24 | 0 | 0.39925 | 0 | 0 | 0 | 1.0796 | 0 | 0 | 0 | 0 | 5397.8163 | -5397.8163 | -7711.1661 | 0 | -47630094.3024 | -47630.0943 | -1446990.2067 | -47191.6446
9 | 29 | 5 | 20 | 0 | 0.24 | 0 | 0.37138 | 0 | 0 | 0 | 1.0426 | 0 | 0 | 0 | 0 | 5213.0221 | -5213.0221 | -7447.1744 | 0 | -47637541.4769 | -47637.5415 | -1447216.4499 | -47199.0232
9 | 29 | 6 | 20 | 13.1069 | 0.24 | 1030.5783 | 0.34538 | 0 | 1030.5783 | 0 | 1.0515 | 0 | 0 | 0 | 0 | 5257.5096 | -4226.9312 | -6038.4732 | 0 | -47643579.9501 | -47643.58 | -1447399.8972 | -47205.0061
9 | 29 | 7 | 22.8 | 143.6655 | 0.24 | 11296.2427 | 0.33375 | 0 | 11296.2427 | 0 | 1.0907 | 0 | 0 | 0 | 0 | 5453.7109 | 5842.5319 | 0 | 4089.7723 | -47639490.1777 | -47639.4902 | -1447275.651 | -47200.954
9 | 29 | 8 | 25.6 | 405.7449 | 0.2388 | 31743.7214 | 0.33405 | 0 | 31743.7214 | 1.28 | 0.036209 | 0 | 0 | 0 | 0 | 6581.0442 | 25162.6772 | 0 | 17613.874 | -47621876.3037 | -47621.8763 | -1446740.5459 | -47183.5022
9 | 29 | 9 | 27.8 | 638.1773 | 0.2344 | 49008.2692 | 0.37174 | 0 | 49008.2692 | 3.04 | 0 | 0 | 0 | 0 | 0 | 15200 | 33808.2692 | 0 | 23665.7884 | -47598210.5153 | -47598.2105 | -1446021.5853 | -47160.0543
9 | 29 | 10 | 29.4 | 651.8271 | 0.2312 | 49373.1251 | 0.38478 | 0 | 49373.1251 | 4.32 | 0 | 0 | 0 | 0 | 0 | 21600 | 27773.1251 | 0 | 19441.1876 | -47578769.3277 | -47578.7693 | -1445430.9669 | -47140.7921
9 | 29 | 11 | 30 | 913.078 | 0.23 | 68802.8003 | 0.37996 | 0 | 68802.8003 | 4.8 | 0 | 0 | 0 | 0 | 0 | 24000 | 44802.8003 | 0 | 31361.9602 | -47547407.3675 | -47547.4074 | -1444478.1985 | -47109.7188
9 | 29 | 12 | 31.7 | 913.2867 | 0.2266 | 67801.2081 | 0.39166 | 0 | 67801.2081 | 6.16 | 0 | 0 | 0 | 0 | 0 | 30800 | 37001.2081 | 0 | 25900.8457 | -47521506.5218 | -47521.5065 | -1443691.3374 | -47084.0564
9 | 29 | 13 | 31.7 | 902.5805 | 0.2266 | 67006.3931 | 0.40809 | 0 | 67006.3931 | 6.16 | 0 | 0 | 0 | 0 | 0 | 30800 | 36206.3931 | 0 | 25344.4751 | -47496162.0466 | -47496.162 | -1442921.3786 | -47058.9452
9 | 29 | 14 | 32.2 | 780.7868 | 0.2256 | 57708.7866 | 0.4372 | 0 | 57708.7866 | 6.56 | 0 | 0 | 0 | 0 | 0 | 32800 | 24908.7866 | 0 | 17436.1507 | -47478725.896 | -47478.7259 | -1442391.6728 | -47041.6696
9 | 29 | 15 | 31.7 | 590.161 | 0.2266 | 43812.7839 | 0.4449 | 0 | 43812.7839 | 6.16 | 0.51999 | 0 | 0 | 0 | 0 | 33399.9422 | 10412.8417 | 0 | 7288.9892 | -47471436.9068 | -47471.4369 | -1442170.2351 | -47034.4477
9 | 29 | 16 | 31.7 | 356.8345 | 0.2266 | 26490.9242 | 0.47511 | 0 | 26490.9242 | 6.16 | 1.3824 | 0 | 0 | 0 | 0 | 37711.8073 | -11220.8831 | -16029.833 | 0 | -47487466.7398 | -47487.4667 | -1442657.2174 | -47050.33
9 | 29 | 17 | 29.4 | 118.7197 | 0.2312 | 8992.5123 | 0.48835 | 0 | 8992.5123 | 4.32 | 4.6225 | 0 | 0 | 0 | 0 | 44712.7144 | -35720.2021 | -51028.8602 | 0 | -47538495.6 | -47538.4956 | -1444207.4613 | -47100.8891
9 | 29 | 18 | 27.8 | 3.2542 | 0.2344 | 249.907 | 0.45049 | 0 | 249.907 | 3.04 | 4.5211 | 0 | 0 | 0 | 0 | 37805.4286 | -37555.5216 | -53650.7451 | 0 | -47592146.3452 | -47592.1463 | -1445837.3573 | -47154.046 | -683293.1948 | 50389032.4682
9 | 29 | 19 | 27.2 | 0 | 0.2356 | 0 | 0.4761 | 0 | 0 | 2.56 | 2.43 | 0 | 0 | 0 | 0 | 24950.1343 | -24950.1343 | -35643.049 | 0 | -47627789.3942 | -47627.7894 | -1446920.1841 | -47189.3609
9 | 29 | 20 | 25.6 | 0 | 0.2388 | 0 | 0.53451 | 0 | 0 | 1.28 | 2.8914 | 0 | 0 | 0 | 0 | 20856.9679 | -20856.9679 | -29795.6684 | 0 | -47657585.0626 | -47657.5851 | -1447825.369 | -47218.8823
9 | 29 | 21 | 25.6 | 0 | 0.2388 | 0 | 0.57287 | 0 | 0 | 1.28 | 2.8058 | 0 | 0 | 0 | 0 | 20429.2035 | -20429.2035 | -29184.5764 | 0 | -47686769.639 | -47686.7696 | -1448711.989 | -47247.7982
9 | 29 | 22 | 25 | 0 | 0.24 | 0 | 0.57149 | 0 | 0 | 0.8 | 2.7158 | 0 | 0 | 0 | 0 | 17579.0331 | -17579.0331 | -25112.9045 | 0 | -47711882.5434 | -47711.8825 | -1449474.9127 | -47272.68
9 | 29 | 23 | 24.4 | 0 | 0.24 | 0 | 0.56232 | 0 | 0 | 0.32 | 2.4551 | 0 | 0 | 0 | 0 | 13875.6154 | -13875.6154 | -19822.3077 | 0 | -47731704.8512 | -47731.7049 | -1450077.1094 | -47292.3198
9 | 30 | 0 | 23.9 | 0 | 0.24 | 0 | 0.54427 | 0 | 0 | 0 | 2.3487 | 0 | 0 | 0 | 0 | 11743.5585 | -11743.5585 | -16776.5121 | 0 | -47748481.3633 | -47748.4814 | -1450586.7756 | -47308.9419
9 | 30 | 1 | 23.3 | 0 | 0.24 | 0 | 0.52924 | 0 | 0 | 0 | 2.1541 | 0 | 0 | 0 | 0 | 10770.5371 | -10770.5371 | -15386.4816 | 0 | -47763867.8449 | -47763.8678 | -1451054.213 | -47324.1867
9 | 30 | 2 | 21.1 | 0 | 0.24 | 0 | 0.533 | 0 | 0 | 0 | 1.9543 | 0 | 0 | 0 | 0 | 9771.2795 | -9771.2795 | -13958.9707 | 0 | -47777826.8156 | -47777.8268 | -1451478.283 | -47338.0172
9 | 30 | 3 | 21.1 | 0 | 0.24 | 0 | 0.53549 | 0 | 0 | 0 | 1.612 | 0 | 0 | 0 | 0 | 8060.2219 | -8060.2219 | -11514.6027 | 0 | -47789341.4183 | -47789.3414 | -1451828.0937 | -47349.4258
9 | 30 | 4 | 20 | 0 | 0.24 | 0 | 0.50169 | 0 | 0 | 0 | 1.3702 | 0 | 0 | 0 | 0 | 6851.0745 | -6851.0745 | -9787.2493 | 0 | -47799128.6676 | -47799.1287 | -1452125.4279 | -47359.1229
9 | 30 | 5 | 20.6 | 0 | 0.24 | 0 | 0.49336 | 0 | 0 | 0 | 1.2244 | 0 | 0 | 0 | 0 | 6122.164 | -6122.164 | -8745.9486 | 0 | -47807874.6162 | -47807.8746 | -1452391.1276 | -47367.7884
9 | 30 | 6 | 20.6 | 11.1672 | 0.24 | 878.0647 | 0.48421 | 0 | 878.0647 | 0 | 1.0526 | 0 | 0 | 0 | 0 | 5263.2131 | -4385.1484 | -6264.4978 | 0 | -47814139.114 | -47814.1391 | -1452581.4414 | -47373.9952
9 | 30 | 7 | 23.3 | 128.6694 | 0.24 | 10117.1233 | 0.4509 | 0 | 10117.1233 | 0 | 1.1781 | 0 | 0 | 0 | 0 | 5890.6009 | 4226.5224 | 0 | 2958.5657 | -47811180.5483 | -47811.1805 | -1452491.561 | -47371.0639
9 | 30 | 8 | 25.6 | 83.8667 | 0.2388 | 6561.3637 | 0.42401 | 0 | 6561.3637 | 1.28 | 0.20686 | 0 | 0 | 0 | 0 | 7434.2915 | -872.9278 | -1247.0398 | 0 | -47812427.5881 | -47812.4276 | -1452529.4457 | -47372.2994
9 | 30 | 9 | 27.8 | 233.403 | 0.2344 | 17923.9778 | 0.47588 | 0 | 17923.9778 | 3.04 | 0 | 0 | 0 | 0 | 0 | 15200 | 2723.9778 | 0 | 1906.7845 | -47810520.8036 | -47810.5208 | -1452471.5181 | -47370.4102
9 | 30 | 10 | 29.4 | 263.6308 | 0.2312 | 19968.9119 | 0.46356 | 0 | 19968.9119 | 4.32 | 0 | 0 | 0 | 0 | 0 | 21600 | -1631.0881 | -2330.1259 | 0 | -47812850.9294 | -47812.8509 | -1452542.3067 | -47372.7189
9 | 30 | 11 | 30 | 366.559 | 0.23 | 27621.1773 | 0.43522 | 0 | 27621.1773 | 4.8 | 0 | 0 | 0 | 0 | 0 | 24000 | 3621.1773 | 0 | 2534.8241 | -47810316.1053 | -47810.3161 | -1452465.2994 | -47370.2074
9 | 30 | 12 | 31.1 | 850.6138 | 0.2278 | 63482.8728 | 0.42312 | 0 | 63482.8728 | 5.68 | 0 | 0 | 0 | 0 | 0 | 28400 | 35082.8728 | 0 | 24558.0109 | -47785758.0944 | -47785.7581 | -1451719.2332 | -47345.8755
9 | 30 | 13 | 31.7 | 614.1956 | 0.2266 | 45597.0805 | 0.42708 | 0 | 45597.0805 | 6.16 | 0 | 0 | 0 | 0 | 0 | 30800 | 14797.0805 | 0 | 10357.9563 | -47775400.138 | -47775.4001 | -1451404.5612 | -47335.6128
9 | 30 | 14 | 32.2 | 483.4481 | 0.2256 | 35732.1706 | 0.45309 | 0 | 35732.1706 | 6.56 | 0.76468 | 0 | 0 | 0 | 0 | 36623.3885 | -891.2178 | -1273.1683 | 0 | -47776673.3064 | -47776.6733 | -1451443.2397 | -47336.8743
9 | 30 | 15 | 31.7 | 257.8812 | 0.2266 | 19144.7631 | 0.45822 | 0 | 19144.7631 | 6.16 | 2.6784 | 0 | 0 | 0 | 0 | 44192.1527 | -25047.3895 | -35781.9851 | 0 | -47812455.2914 | -47812.4553 | -1452530.2873 | -47372.3269
9 | 30 | 16 | 31.1 | 217.1087 | 0.2278 | 16203.2238 | 0.4669 | 0 | 16203.2238 | 5.68 | 3.2863 | 0 | 0 | 0 | 0 | 44831.3991 | -28628.1753 | -40897.3932 | 0 | -47853352.6847 | -47853.3527 | -1453772.7398 | -47412.8478
9 | 30 | 17 | 29.4 | 96.0317 | 0.2312 | 7273.9896 | 0.48059 | 0 | 7273.9896 | 4.32 | 4.1936 | 0 | 0 | 0 | 0 | 42568.1889 | -35294.1993 | -50420.2848 | 0 | -47903772.9695 | -47903.773 | -1455304.4953 | -47462.804
9 | 30 | 18 | 27.2 | 2.0341 | 0.2356 | 157.0035 | 0.45705 | 0 | 157.0035 | 2.56 | 4.1892 | 0 | 0 | 0 | 0 | 33746.111 | -33589.1074 | -47984.4392 | 0 | -47951757.4086 | -47951.7574 | -1456762.2504 | -47510.3467
9 | 30 | 19 | 26.1 | 0 | 0.2378 | 0 | 0.44895 | 0 | 0 | 1.68 | 2.5418 | 0 | 0 | 0 | 0 | 21108.8775 | -21108.8775 | -30155.5393 | 0 | -47981912.9479 | -47981.9129 | -1457678.368 | -47540.2246
9 | 30 | 20 | 26.7 | 0 | 0.2366 | 0 | 0.50484 | 0 | 0 | 2.16 | 1.0512 | 0 | 0 | 0 | 0 | 16056.2432 | -16056.2432 | -22937.4903 | 0 | -48004850.4382 | -48004.8504 | -1458375.2032 | -47562.951
9 | 30 | 21 | 24.9 | 0 | 0.24 | 0 | 0.54566 | 0 | 0 | 0.72 | 2.4345 | 0 | 0 | 0 | 0 | 15772.4217 | -15772.4217 | -22532.031 | 0 | -48027382.4692 | -48027.3825 | -1459059.7206 | -47585.2756
9 | 30 | 22 | 23.2 | 0 | 0.24 | 0 | 0.55299 | 0 | 0 | 0 | 2.4911 | 0 | 0 | 0 | 0 | 12455.3585 | -12455.3585 | -17793.3692 | 0 | -48045175.8384 | -48045.1758 | -1459600.2786 | -47602.9052
9 | 30 | 23 | 21.4 | 0 | 0.24 | 0 | 0.55446 | 0 | 0 | 0 | 1.9059 | 0 | 0 | 0 | 0 | 9529.45 | -9529.45 | -13613.5 | 0 | -48058789.3384 | -48058.7893 | -1460013.8533 | -47616.3934
10 | 1 | 0 | 19.7 | 0 | 0.24 | 0 | 0.54083 | 0 | 0 | 0 | 1.1044 | 0 | 0 | 0 | 0 | 5522.1532 | -5522.1532 | -7888.7902 | 0 | -48066678.1287 | -48066.6781 | -1460253.5128 | -47624.2095
10 | 1 | 1 | 17.9 | 0 | 0.24 | 0 | 0.53586 | 0 | 0 | 0 | 0.8156 | 0 | 0 | 0 | 0 | 4078.0206 | -4078.0206 | -5825.7437 | 0 | -48072503.8723 | -48072.5039 | -1460430.4974 | -47629.9817
10 | 1 | 2 | 16.2 | 0 | 0.24 | 0 | 0.53295 | 0 | 0 | 0 | 0.8188 | 0 | 0 | 0 | 0 | 4093.9904 | -4093.9904 | -5848.5578 | 0 | -48078352.4301 | -48078.3524 | -1460608.1751 | -47635.7764
10 | 1 | 3 | 14.4 | 0 | 0.24 | 0 | 0.49733 | 0 | 0 | 0 | 0.77477 | 0 | 0 | 0 | 0 | 3873.8344 | -3873.8344 | -5534.0491 | 0 | -48083886.4791 | -48083.8865 | -1460776.2981 | -47641.2595
10 | 1 | 4 | 13.9 | 0 | 0.24 | 0 | 0.48877 | 0 | 0 | 0 | 0.7969 | 0 | 0 | 0 | 0 | 3984.4827 | -3984.4827 | -5692.1182 | 0 | -48089578.5973 | -48089.5786 | -1460949.2232 | -47646.8992
10 | 1 | 5 | 13.3 | 0 | 0.24 | 0 | 0.46216 | 0 | 0 | 0 | 0.81492 | 0 | 0 | 0 | 0 | 4074.5984 | -4074.5984 | -5820.8549 | 0 | -48095399.4523 | -48095.3995 | -1461126.0593 | -47652.6665
10 | 1 | 6 | 14.4 | 1.6444 | 0.24 | 129.3007 | 0.40769 | 0 | 129.3007 | 0 | 0.87697 | 0 | 0 | 0 | 0 | 4384.8702 | -4255.5695 | -6079.385 | 0 | -48101478.8373 | -48101.4788 | -1461310.7495 | -47658.6899
10 | 1 | 7 | 15.6 | 25.4889 | 0.24 | 2004.1607 | 0.38132 | 0 | 2004.1607 | 0 | 0.91416 | 0 | 0 | 0 | 0 | 4570.8051 | -2566.6444 | -3666.6348 | 0 | -48105145.4722 | -48105.1455 | -1461422.1409 | -47662.3228
10 | 1 | 8 | 16.7 | 81.4 | 0.24 | 6400.3843 | 0.37945 | 0 | 6400.3843 | 0 | 0.82701 | 0 | 0 | 0 | 0 | 4135.0558 | 2265.3285 | 0 | 1585.73 | -48103559.7422 | -48103.5597 | -1461373.9669 | -47660.7516
10 | 1 | 9 | 18.7 | 87.9778 | 0.24 | 6917.5871 | 0.42071 | 0 | 6917.5871 | 0 | 0.78138 | 0 | 0 | 0 | 0 | 3906.9148 | 3010.6723 | 0 | 2107.4706 | -48101452.2716 | -48101.4523 | -1461309.9424 | -47658.6636
10 | 1 | 10 | 20.8 | 120.0444 | 0.24 | 9438.9506 | 0.43783 | 0 | 9438.9506 | 0 | 0.78846 | 0 | 0 | 0 | 0 | 3942.2767 | 5496.674 | 0 | 3847.6718 | -48097604.5998 | -48097.6046 | -1461193.0511 | -47654.8513
10 | 1 | 11 | 22.8 | 226.2437 | 0.24 | 17789.2684 | 0.4322 | 0 | 17789.2684 | 0 | 0.77431 | 0 | 0 | 0 | 0 | 3871.5529 | 13917.7155 | 0 | 9742.4008 | -48087862.199 | -48087.8622 | -1460897.0795 | -47645.1986
10 | 1 | 12 | 24.5 | 896.5336 | 0.24 | 70493.3586 | 0.42722 | 0 | 70493.3586 | 0.4 | 0.55975 | 0 | 0 | 0 | 0 | 4798.7599 | 65694.5987 | 0 | 45986.2191 | -48041875.9799 | -48041.876 | -1459500.0298 | -47599.6357
10 | 1 | 13 | 26.1 | 406.8614 | 0.2378 | 31697.7739 | 0.41754 | 0 | 31697.7739 | 1.68 | 0.19512 | 0 | 0 | 0 | 0 | 9375.5853 | 22322.1886 | 0 | 15625.532 | -48026250.4479 | -48026.2504 | -1459025.3301 | -47584.154
10 | 1 | 14 | 27.8 | 660.9796 | 0.2344 | 50759.3513 | 0.42131 | 0 | 50759.3513 | 3.04 | 1.0392 | 0 | 0 | 0 | 0 | 20395.9882 | 30363.3631 | 0 | 21254.3542 | -48004996.0937 | -48004.9961 | -1458379.6282 | -47563.0953
10 | 1 | 15 | 27.2 | 571.5823 | 0.2356 | 44118.8821 | 0.42988 | 0 | 44118.8821 | 2.56 | 3.1642 | 0 | 0 | 0 | 0 | 28620.9232 | 15497.959 | 0 | 10848.5713 | -47994147.5225 | -47994.1475 | -1458050.0513 | -47552.3466
10 | 1 | 16 | 26.7 | 274.4617 | 0.2366 | 21274.8681 | 0.41268 | 0 | 21274.8681 | 2.16 | 3.7342 | 0 | 0 | 0 | 0 | 29470.9346 | -8196.0665 | -11708.6664 | 0 | -48005856.1889 | -48005.8562 | -1458405.7576 | -47563.9475
10 | 1 | 17 | 26.1 | 13.1556 | 0.2378 | 1024.9235 | 0.40575 | 0 | 1024.9235 | 1.68 | 3.526 | 0 | 0 | 0 | 0 | 26029.8791 | -25004.9556 | -35721.3651 | 0 | -48041577.554 | -48041.5776 | -1459490.9637 | -47599.34
10 | 1 | 18 | 24.3 | 0 | 0.24 | 0 | 0.36673 | 0 | 0 | 0.24 | 3.3036 | 0 | 0 | 0 | 0 | 17717.7754 | -17717.7754 | -25311.1077 | 0 | -48066888.6617 | -48066.8887 | -1460259.9087 | -47624.4181
10 | 1 | 19 | 22.4 | 0 | 0.24 | 0 | 0.35962 | 0 | 0 | 0 | 1.6807 | 0 | 0 | 0 | 0 | 8403.5741 | -8403.5741 | -12005.1059 | 0 | -48078893.7676 | -48078.8938 | -1460624.6208 | -47636.3127
10 | 1 | 20 | 20.6 | 0 | 0.24 | 0 | 0.43569 | 0 | 0 | 0 | 1.2682 | 0 | 0 | 0 | 0 | 6341.1794 | -6341.1794 | -9058.8277 | 0 | -48087952.5953 | -48087.9526 | -1460899.8257 | -47645.2882
10 | 1 | 21 | 20.8 | 0 | 0.24 | 0 | 0.49842 | 0 | 0 | 0 | 1.145 | 0 | 0 | 0 | 0 | 5725.1987 | -5725.1987 | -8178.8552 | 0 | -48096131.4505 | -48096.1315 | -1461148.2972 | -47653.3917
10 | 1 | 22 | 20.9 | 0 | 0.24 | 0 | 0.52047 | 0 | 0 | 0 | 1.1177 | 0 | 0 | 0 | 0 | 5588.314 | -5588.314 | -7983.3058 | 0 | -48104114.7563 | -48104.1148 | -1461390.828 | -47661.3015
10 | 1 | 23 | 21.1 | 0 | 0.24 | 0 | 0.52093 | 0 | 0 | 0 | 0.98055 | 0 | 0 | 0 | 0 | 4902.7503 | -4902.7503 | -7003.929 | 0 | -48111118.6853 | -48111.1187 | -1461603.6056 | -47668.241
10 | 2 | 0 | 20.9 | 0 | 0.24 | 0 | 0.49729 | 0 | 0 | 0 | 0.87606 | 0 | 0 | 0 | 0 | 4380.3074 | -4380.3074 | -6257.582 | 0 | -48117376.2673 | -48117.3763 | -1461793.7094 | -47674.441
10 | 2 | 1 | 20.8 | 0 | 0.24 | 0 | 0.47108 | 0 | 0 | 0 | 0.85576 | 0 | 0 | 0 | 0 | 4278.7846 | -4278.7846 | -6112.5495 | 0 | -48123488.8168 | -48123.4888 | -1461979.4071 | -47680.4973
10 | 2 | 2 | 20.6 | 0 | 0.24 | 0 | 0.43777 | 0 | 0 | 0 | 0.80488 | 0 | 0 | 0 | 0 | 4024.4074 | -4024.4074 | -5749.1535 | 0 | -48129237.9703 | -48129.238 | -1462154.0649 | -47686.1935
10 | 2 | 3 | 19.3 | 0 | 0.24 | 0 | 0.41532 | 0 | 0 | 0 | 0.80077 | 0 | 0 | 0 | 0 | 4003.8747 | -4003.8747 | -5719.821 | 0 | -48134957.7913 | -48134.9578 | -1462327.8316 | -47691.8607
10 | 2 | 4 | 18 | 0 | 0.24 | 0 | 0.41381 | 0 | 0 | 0 | 0.77705 | 0 | 0 | 0 | 0 | 3885.2414 | -3885.2414 | -5550.3449 | 0 | -48140508.1362 | -48140.5081 | -1462496.4497 | -47697.3599
10 | 2 | 5 | 16.7 | 0 | 0.24 | 0 | 0.39642 | 0 | 0 | 0 | 0.80397 | 0 | 0 | 0 | 0 | 4019.8446 | -4019.8446 | -5742.6351 | 0 | -48146250.7713 | -48146.2508 | -1462670.9095 | -47703.0497
10 | 2 | 6 | 17.4 | 18.9851 | 0.24 | 1492.7749 | 0.35996 | 0 | 1492.7749 | 0 | 0.76587 | 0 | 0 | 0 | 0 | 3829.3469 | -2336.5719 | -3337.9599 | 0 | -48149588.7312 | -48149.5887 | -1462772.3159 | -47706.3569
10 | 2 | 7 | 18.2 | 197.2123 | 0.24 | 15506.5687 | 0.32453 | 0 | 15506.5687 | 0 | 0.82405 | 0 | 0 | 0 | 0 | 4120.2266 | 11386.3421 | 0 | 7970.4395 | -48141618.2917 | -48141.6183 | -1462530.176 | -47698.4599
10 | 2 | 8 | 18.9 | 445.6075 | 0.24 | 35037.586 | 0.29676 | 0 | 35037.586 | 0 | 0.88701 | 0 | 0 | 0 | 0 | 4435.0612 | 30602.5248 | 0 | 21421.7673 | -48120196.5244 | -48120.1965 | -1461879.3881 | -47677.2353
10 | 2 | 9 | 20.6 | 694.8092 | 0.24 | 54632.0134 | 0.37902 | 0 | 54632.0134 | 0 | 0.98397 | 0 | 0 | 0 | 0 | 4919.8609 | 49712.1525 | 0 | 34798.5067 | -48085398.0177 | -48085.398 | -1460822.2183 | -47642.7571
10 | 2 | 10 | 22.2 | 874.7245 | 0.24 | 68778.5375 | 0.40128 | 0 | 68778.5375 | 0 | 1.0385 | 0 | 0 | 0 | 0 | 5192.4894 | 63586.0481 | 0 | 44510.2337 | -48040887.784 | -48040.8878 | -1459470.0086 | -47598.6566
10 | 2 | 11 | 23.9 | 978.8852 | 0.24 | 76968.5653 | 0.38543 | 0 | 76968.5653 | 0 | 1.4161 | 0 | 0 | 0 | 0 | 7080.3563 | 69888.209 | 0 | 48921.7463 | -47991966.0377 | -47991.966 | -1457983.7784 | -47550.1852
10 | 2 | 12 | 24.5 | 1002.5158 | 0.24 | 78826.6159 | 0.35171 | 0 | 78826.6159 | 0.4 | 1.7721 | 0 | 0 | 0 | 0 | 10860.4666 | 67966.1493 | 0 | 47576.3045 | -47944389.7331 | -47944.3897 | -1456538.4223 | -47503.0468
10 | 2 | 13 | 25 | 898.8993 | 0.24 | 70679.3764 | 0.32699 | 0 | 70679.3764 | 0.8 | 2.0588 | 0 | 0 | 0 | 0 | 14293.8026 | 56385.5738 | 0 | 39469.9016 | -47904919.8315 | -47904.9198 | -1455339.3367 | -47463.9403
10 | 2 | 14 | 25.6 | 805.6403 | 0.2388 | 63029.7993 | 0.31322 | 0 | 63029.7993 | 1.28 | 3.4444 | 0 | 0 | 0 | 0 | 23622.0369 | 39407.7624 | 0 | 27585.4337 | -47877334.3979 | -47877.3344 | -1454501.2982 | -47436.6088
10 | 2 | 15 | 24.7 | 613.0349 | 0.24 | 48202.1951 | 0.30342 | 0 | 48202.1951 | 0.56 | 5.194 | 0 | 0 | 0 | 0 | 28770.1458 | 19432.0493 | 0 | 13602.4345 | -47863731.9633 | -47863.732 | -1454088.0596 | -47423.1316
10 | 2 | 16 | 23.7 | 371.6393 | 0.24 | 29221.5547 | 0.31341 | 0 | 29221.5547 | 0 | 6.1055 | 0 | 0 | 0 | 0 | 30527.5486 | -1305.9939 | -1865.7056 | 0 | -47865597.6689 | -47865.5977 | -1454144.7393 | -47424.9801
10 | 2 | 17 | 22.8 | 103.2526 | 0.24 | 8118.626 | 0.33662 | 0 | 8118.626 | 0 | 5.5413 | 0 | 0 | 0 | 0 | 27706.585 | -19587.959 | -27982.7986 | 0 | -47893580.4675 | -47893.5805 | -1454994.8496 | -47452.7053
10 | 2 | 18 | 21.5 | 2.3692 | 0.24 | 186.2899 | 0.32818 | 0 | 186.2899 | 0 | 3.7351 | 0 | 0 | 0 | 0 | 18675.6231 | -18489.3332 | -26413.3332 | 0 | -47919993.8007 | -47919.9938 | -1455797.28 | -47478.8755
10 | 2 | 19 | 20.2 | 0 | 0.24 | 0 | 0.35651 | 0 | 0 | 0 | 1.993 | 0 | 0 | 0 | 0 | 9965.1993 | -9965.1993 | -14235.999 | 0 | -47934229.7998 | -47934.2298 | -1456229.7661 | -47492.9804
10 | 2 | 20 | 18.9 | 0 | 0.24 | 0 | 0.4245 | 0 | 0 | 0 | 1.5742 | 0 | 0 | 0 | 0 | 7870.8649 | -7870.8649 | -11244.0926 | 0 | -47945473.8924 | -47945.4739 | -1456571.3588 | -47504.121
10 | 2 | 21 | 18.5 | 0 | 0.24 | 0 | 0.48483 | 0 | 0 | 0 | 1.192 | 0 | 0 | 0 | 0 | 5960.1839 | -5960.1839 | -8514.5484 | 0 | -47953988.4408 | -47953.9884 | -1456830.0286 | -47512.5572
10 | 2 | 22 | 18.2 | 0 | 0.24 | 0 | 0.51019 | 0 | 0 | 0 | 1.0875 | 0 | 0 | 0 | 0 | 5437.741 | -5437.741 | -7768.2014 | 0 | -47961756.6422 | -47961.7566 | -1457066.0246 | -47520.2539
10 | 2 | 23 | 17.8 | 0 | 0.24 | 0 | 0.51986 | 0 | 0 | 0 | 1.1099 | 0 | 0 | 0 | 0 | 5549.5301 | -5549.5301 | -7927.9001 | 0 | -47969684.5423 | -47969.6845 | -1457306.8722 | -47528.1088
10 | 3 | 0 | 16.9 | 0 | 0.24 | 0 | 0.51828 | 0 | 0 | 0 | 0.94519 | 0 | 0 | 0 | 0 | 4725.941 | -4725.941 | -6751.3443 | 0 | -47976435.8866 | -47976.4359 | -1457511.9763 | -47534.798
10 | 3 | 1 | 15.9 | 0 | 0.24 | 0 | 0.48144 | 0 | 0 | 0 | 0.85621 | 0 | 0 | 0 | 0 | 4281.0661 | -4281.0661 | -6115.8087 | 0 | -47982551.6953 | -47982.5517 | -1457697.773 | -47540.8575
10 | 3 | 2 | 15 | 0 | 0.24 | 0 | 0.46672 | 0 | 0 | 0 | 0.81857 | 0 | 0 | 0 | 0 | 4092.8497 | -4092.8497 | -5846.9282 | 0 | -47988398.6235 | -47988.3986 | -1457875.4012 | -47546.6506
10 | 3 | 3 | 14.4 | 0 | 0.24 | 0 | 0.45774 | 0 | 0 | 0 | 0.80853 | 0 | 0 | 0 | 0 | 4042.6587 | -4042.6587 | -5775.2267 | 0 | -47994173.8502 | -47994.1739 | -1458050.8511 | -47552.3727
10 | 3 | 4 | 13.9 | 0 | 0.24 | 0 | 0.4685 | 0 | 0 | 0 | 0.7791 | 0 | 0 | 0 | 0 | 3895.5078 | -3895.5078 | -5565.0111 | 0 | -47999738.8613 | -47999.7389 | -1458219.9148 | -47557.8865
10 | 3 | 5 | 13.3 | 0 | 0.24 | 0 | 0.46605 | 0 | 0 | 0 | 0.81332 | 0 | 0 | 0 | 0 | 4066.6135 | -4066.6135 | -5809.4479 | 0 | -48005548.3091 | -48005.5483 | -1458396.4043 | -47563.6424
10 | 3 | 6 | 14.8 | 16.4095 | 0.24 | 1290.2611 | 0.45379 | 0 | 1290.2611 | 0 | 0.7791 | 0 | 0 | 0 | 0 | 3895.5078 | -2605.2466 | -3721.7809 | 0 | -48009270.0901 | -48009.2701 | -1458509.4711 | -47567.33
10 | 3 | 7 | 16.3 | 175.6825 | 0.24 | 13813.7055 | 0.41971 | 0 | 13813.7055 | 0 | 0.82587 | 0 | 0 | 0 | 0 | 4129.3523 | 9684.3532 | 0 | 6779.0472 | -48002491.0428 | -48002.491 | -1458303.5254 | -47560.6133
10 | 3 | 8 | 17.8 | 402.4952 | 0.24 | 31647.712 | 0.3769 | 0 | 31647.712 | 0 | 0.90663 | 0 | 0 | 0 | 0 | 4533.1619 | 27114.5501 | 0 | 18980.1851 | -47983510.8578 | -47983.5109 | -1457726.9121 | -47541.8078
10 | 3 | 9 | 19.5 | 583.7268 | 0.24 | 45897.7343 | 0.39415 | 0 | 45897.7343 | 0 | 0.84572 | 0 | 0 | 0 | 0 | 4228.5936 | 41669.1407 | 0 | 29168.3985 | -47954342.4593 | -47954.3425 | -1456840.7836 | -47512.908
10 | 3 | 10 | 21.1 | 334.5177 | 0.24 | 26302.728 | 0.37187 | 0 | 26302.728 | 0 | 0.93355 | 0 | 0 | 0 | 0 | 4667.7651 | 21634.9629 | 0 | 15144.474 | -47939197.9853 | -47939.198 | -1456380.6983 | -47497.9029
10 | 3 | 11 | 22.8 | 853.8386 | 0.24 | 67136.3073 | 0.35792 | 0 | 67136.3073 | 0 | 0.99812 | 0 | 0 | 0 | 0 | 4990.5846 | 62145.7227 | 0 | 43502.0059 | -47895695.9794 | -47895.696 | -1455059.1184 | -47454.8013
10 | 3 | 12 | 23.9 | 493.7726 | 0.24 | 38824.7496 | 0.35959 | 0 | 38824.7496 | 0 | 1.0463 | 0 | 0 | 0 | 0 | 5231.2734 | 33593.4763 | 0 | 23515.4334 | -47872180.546 | -47872.1805 | -1454344.7254 | -47431.5024
10 | 3 | 13 | 25 | 168.6002 | 0.24 | 13256.8341 | 0.3616 | 0 | 13256.8341 | 0.8 | 1.0198 | 0 | 0 | 0 | 0 | 9099.0318 | 4157.8023 | 0 | 2910.4616 | -47869270.0844 | -47869.2701 | -1454256.3064 | -47428.6187
10 | 3 | 14 | 26.1 | 104.4222 | 0.2378 | 8135.3302 | 0.37033 | 0 | 8135.3302 | 1.68 | 1.8845 | 0 | 0 | 0 | 0 | 17822.5062 | -9687.176 | -13838.8228 | 0 | -47883108.9072 | -47883.1089 | -1454676.7263 | -47442.3301
10 | 3 | 15 | 25.7 | 81.4 | 0.2386 | 6363.0487 | 0.37622 | 0 | 6363.0487 | 1.36 | 3.4307 | 0 | 0 | 0 | 0 | 23953.7167 | -17590.668 | -25129.5257 | 0 | -47908238.4328 | -47908.2384 | -1455440.1549 | -47467.2283
10 | 3 | 16 | 25.4 | 41.1111 | 0.2392 | 3221.7423 | 0.39454 | 0 | 3221.7423 | 1.12 | 4.4121 | 0 | 0 | 0 | 0 | 27660.6636 | -24438.9213 | -34912.7447 | 0 | -47943151.1775 | -47943.1512 | -1456500.7953 | -47501.8197
10 | 3 | 17 | 25 | 25.4889 | 0.24 | 2004.1607 | 0.41017 | 0 | 2004.1607 | 0.8 | 4.4025 | 0 | 0 | 0 | 0 | 26012.2656 | -24008.1048 | -34297.2926 | 0 | -47977448.4702 | -47977.4485 | -1457542.7383 | -47535.8013
10 | 3 | 18 | 22.8 | 0 | 0.24 | 0 | 0.40066 | 0 | 0 | 0 | 3.554 | 0 | 0 | 0 | 0 | 17769.9033 | -17769.9033 | -25385.5761 | 0 | -48002834.0463 | -48002.834 | -1458313.9457 | -47560.9532 | 53903874.8328
10 | 3 | 19 | 20.5 | 0 | 0.24 | 0 | 0.43934 | 0 | 0 | 0 | 1.6641 | 0 | 0 | 0 | 0 | 8320.3026 | -8320.3026 | -11886.1466 | 0 | -48014720.1929 | -48014.7202 | -1458675.0438 | -47572.7299
10 | 3 | 20 | 18.3 | 0 | 0.24 | 0 | 0.47939 | 0 | 0 | 0 | 1.2377 | 0 | 0 | 0 | 0 | 6188.3249 | -6188.3249 | -8840.4641 | 0 | -48023560.6571 | -48023.5607 | -1458943.6149 | -47581.489
10 | 3 | 21 | 18.1 | 0 | 0.24 | 0 | 0.48842 | 0 | 0 | 0 | 1.1056 | 0 | 0 | 0 | 0 | 5527.8567 | -5527.8567 | -7896.9381 | 0 | -48031457.5952 | -48031.4576 | -1459183.5219 | -47589.3132
10 | 3 | 22 | 18 | 0 | 0.24 | 0 | 0.48682 | 0 | 0 | 0 | 1.0898 | 0 | 0 | 0 | 0 | 5449.148 | -5449.148 | -7784.4972 | 0 | -48039242.0924 | -48039.2421 | -1459420.0129 | -47597.0261
10 | 3 | 23 | 17.8 | 0 | 0.24 | 0 | 0.4409 | 0 | 0 | 0 | 1.0656 | 0 | 0 | 0 | 0 | 5328.2333 | -5328.2333 | -7611.7618 | 0 | -48046853.8542 | -48046.8539 | -1459651.2563 | -47604.5677
10 | 4 | 0 | 17.8 | 0 | 0.24 | 0 | 0.41759 | 0 | 0 | 0 | 0.8658 | 0 | 0 | 0 | 0 | 4328.9757 | -4328.9757 | -6184.251 | 0 | -48053038.1052 | -48053.0381 | -1459839.1323 | -47610.6951
10 | 4 | 1 | 17.8 | 0 | 0.24 | 0 | 0.39989 | 0 | 0 | 0 | 0.80762 | 0 | 0 | 0 | 0 | 4038.0959 | -4038.0959 | -5768.7084 | 0 | -48058806.8136 | -48058.8068 | -1460014.3842 | -47616.4107
10 | 4 | 2 | 17.8 | 0 | 0.24 | 0 | 0.36043 | 0 | 0 | 0 | 0.84481 | 0 | 0 | 0 | 0 | 4224.0308 | -4224.0308 | -6034.3297 | 0 | -48064841.1433 | -48064.8411 | -1460197.7056 | -47622.3895
10 | 4 | 3 | 17.1 | 0 | 0.24 | 0 | 0.32737 | 0 | 0 | 0 | 0.77408 | 0 | 0 | 0 | 0 | 3870.4122 | -3870.4122 | -5529.1603 | 0 | -48070370.3036 | -48070.3703 | -1460365.6801 | -47627.8677
10 | 4 | 4 | 16.3 | 0 | 0.24 | 0 | 0.29422 | 0 | 0 | 0 | 0.78275 | 0 | 0 | 0 | 0 | 3913.759 | -3913.759 | -5591.0843 | 0 | -48075961.388 | -48075.9614 | -1460535.5358 | -47633.4073
10 | 4 | 5 | 15.6 | 0 | 0.24 | 0 | 0.25924 | 0 | 0 | 0 | 0.79279 | 0 | 0 | 0 | 0 | 3963.9501 | -3963.9501 | -5662.7858 | 0 | -48081624.1738 | -48081.6242 | -1460707.5698 | -47639.018
10 | 4 | 6 | 17.4 | 4.1111 | 0.24 | 323.2517 | 0.24612 | 0 | 323.2517 | 0 | 0.95044 | 0 | 0 | 0 | 0 | 4752.1772 | -4428.9255 | -6327.0364 | 0 | -48087951.2102 | -48087.9512 | -1460899.7836 | -47645.2868
10 | 4 | 7 | 19.3 | 52.6222 | 0.24 | 4137.6222 | 0.24165 | 0 | 4137.6222 | 0 | 1.0417 | 0 | 0 | 0 | 0 | 5208.4593 | -1070.8371 | -1529.7673 | 0 | -48089480.9775 | -48089.481 | -1460946.2575 | -47646.8025
10 | 4 | 8 | 21.1 | 111 | 0.24 | 8727.7968 | 0.21437 | 0 | 8727.7968 | 0 | 0.93241 | 0 | 0 | 0 | 0 | 4662.0615 | 4065.7353 | 0 | 2846.0147 | -48086634.9628 | -48086.635 | -1460859.7963 | -47643.9827
10 | 4 | 9 | 22.6 | 171.53 | 0.24 | 13487.1949 | 0.22605 | 0 | 13487.1949 | 0 | 0.81469 | 0 | 0 | 0 | 0 | 4073.4577 | 9413.7371 | 0 | 6589.616 | -48080045.3468 | -48080.0453 | -1460659.6055 | -47637.4537
10 | 4 | 10 | 24.1 | 112.6444 | 0.24 | 8857.0975 | 0.21759 | 0 | 8857.0975 | 0.08 | 0.7043 | 0 | 0 | 0 | 0 | 3921.4786 | 4935.6189 | 0 | 3454.9332 | -48076590.4136 | -48076.5904 | -1460554.6455 | -47634.0306
10 | 4 | 11 | 25.6 | 154.8824 | 0.2388 | 12117.3287 | 0.18097 | 0 | 12117.3287 | 1.28 | 0 | 0 | 0 | 0 | 0 | 6400 | 5717.3287 | 0 | 4002.1301 | -48072588.2834 | -48072.5883 | -1460433.0618 | -47630.0653
10 | 4 | 12 | 26.5 | 127.4444 | 0.237 | 9895.5437 | 0.15704 | 0 | 9895.5437 | 2 | 0 | 0 | 0 | 0 | 0 | 10000 | -104.4563 | -149.2233 | 0 | -48072737.5067 | -48072.7375 | -1460437.5951 | -47630.2131
10 | 4 | 13 | 27.4 | 111.8222 | 0.2352 | 8616.5982 | 0.148 | 0 | 8616.5982 | 2.72 | 0 | 0 | 0 | 0 | 0 | 13600 | -4983.4018 | -7119.1454 | 0 | -48079856.6522 | -48079.8567 | -1460653.873 | -47637.2667
10 | 4 | 14 | 28.3 | 90.4444 | 0.2334 | 6915.9708 | 0.1618 | 0 | 6915.9708 | 3.44 | 0.27071 | 0 | 0 | 0 | 0 | 18553.5633 | -11637.5925 | -16625.1321 | 0 | -48096481.7842 | -48096.4818 | -1461158.9403 | -47653.7388
10 | 4 | 15 | 27.4 | 106.0667 | 0.2352 | 8173.0968 | 0.18514 | 0 | 8173.0968 | 2.72 | 2.0304 | 0 | 0 | 0 | 0 | 23751.8632 | -15578.7664 | -22255.3806 | 0 | -48118737.1648 | -48118.7372 | -1461835.0531 | -47675.7894
10 | 4 | 16 | 26.5 | 99.3282 | 0.237 | 7712.4339 | 0.23355 | 0 | 7712.4339 | 2 | 3.0388 | 0 | 0 | 0 | 0 | 25193.8214 | -17481.3875 | -24973.4108 | 0 | -48143710.5756 | -48143.7106 | -1462593.739 | -47700.5329
10 | 4 | 17 | 25.6 | 23.8444 | 0.2388 | 1865.4858 | 0.26563 | 0 | 1865.4858 | 1.28 | 3.2874 | 0 | 0 | 0 | 0 | 22837.2318 | -20971.7461 | -29959.6373 | 0 | -48173670.2129 | -48173.6702 | -1463503.9052 | -47730.2167
10 | 4 | 18 | 23.4 | 0 | 0.24 | 0 | 0.25443 | 0 | 0 | 0 | 3.0559 | 0 | 0 | 0 | 0 | 15279.7442 | -15279.7442 | -21828.2059 | 0 | -48195498.4188 | -48195.4984 | -1464167.0406 | -47751.844
10 | 4 | 19 | 21.1 | 0 | 0.24 | 0 | 0.29278 | 0 | 0 | 0 | 1.4466 | 0 | 0 | 0 | 0 | 7233.2107 | -7233.2107 | -10333.1582 | 0 | -48205831.577 | -48205.8316 | -1464480.9593 | -47762.082
10 | 4 | 20 | 18.9 | 0 | 0.24 | 0 | 0.32784 | 0 | 0 | 0 | 1.062 | 0 | 0 | 0 | 0 | 5309.982 | -5309.982 | -7585.6886 | 0 | -48213417.2656 | -48213.4173 | -1464711.4106 | -47769.5979
10 | 4 | 21 | 18.5 | 0 | 0.24 | 0 | 0.38605 | 0 | 0 | 0 | 1.0307 | 0 | 0 | 0 | 0 | 5153.7054 | -5153.7054 | -7362.4363 | 0 | -48220779.7019 | -48220.7797 | -1464935.0796 | -47776.8926
10 | 4 | 22 | 18.2 | 0 | 0.24 | 0 | 0.43312 | 0 | 0 | 0 | 1.0787 | 0 | 0 | 0 | 0 | 5393.2535 | -5393.2535 | -7704.6478 | 0 | -48228484.3497 | -48228.4843 | -1465169.1448 | -47784.5263
10 | 4 | 23 | 17.8 | 0 | 0.24 | 0 | 0.46478 | 0 | 0 | 0 | 1.0193 | 0 | 0 | 0 | 0 | 5096.6702 | -5096.6702 | -7280.9574 | 0 | -48235765.3071 | -48235.7653 | -1465390.3384 | -47791.7402
10 | 5 | 0 | 17.4 | 0 | 0.24 | 0 | 0.51208 | 0 | 0 | 0 | 0.861 | 0 | 0 | 0 | 0 | 4305.0209 | -4305.0209 | -6150.0298 | 0 | -48241915.3369 | -48241.9153 | -1465577.1748 | -47797.8336
10 | 5 | 1 | 17.1 | 0 | 0.24 | 0 | 0.52047 | 0 | 0 | 0 | 0.77591 | 0 | 0 | 0 | 0 | 3879.5379 | -3879.5379 | -5542.197 | 0 | -48247457.5339 | -48247.4575 | -1465745.5453 | -47803.3248
10 | 5 | 2 | 16.7 | 0 | 0.24 | 0 | 0.52494 | 0 | 0 | 0 | 0.78275 | 0 | 0 | 0 | 0 | 3913.759 | -3913.759 | -5591.0843 | 0 | -48253048.6182 | -48253.0486 | -1465915.4011 | -47808.8644
10 | 5 | 3 | 16.1 | 0 | 0.24 | 0 | 0.49955 | 0 | 0 | 0 | 0.75241 | 0 | 0 | 0 | 0 | 3762.0453 | -3762.0453 | -5374.3504 | 0 | -48258422.9686 | -48258.423 | -1466078.6725 | -47814.1893
10 | 5 | 4 | 15.6 | 0 | 0.24 | 0 | 0.48046 | 0 | 0 | 0 | 0.75811 | 0 | 0 | 0 | 0 | 3790.5629 | -3790.5629 | -5415.0898 | 0 | -48263838.0584 | -48263.8381 | -1466243.1815 | -47819.5545
10 | 5 | 5 | 15 | 0 | 0.24 | 0 | 0.46278 | 0 | 0 | 0 | 0.74625 | 0 | 0 | 0 | 0 | 3731.2462 | -3731.2462 | -5330.3517 | 0 | -48269168.4102 | -48269.1684 | -1466405.1163 | -47824.8358
10 | 5 | 6 | 15.9 | 1.6444 | 0.24 | 129.3007 | 0.45262 | 0 | 129.3007 | 0 | 0.80762 | 0 | 0 | 0 | 0 | 4038.0959 | -3908.7952 | -5583.9931 | 0 | -48274752.4033 | -48274.7524 | -1466574.7566 | -47830.3684
10 | 5 | 7 | 16.9 | 23.0222 | 0.24 | 1810.2097 | 0.42897 | 0 | 1810.2097 | 0 | 0.90093 | 0 | 0 | 0 | 0 | 4504.6442 | -2694.4345 | -3849.1922 | 0 | -48278601.5955 | -48278.6016 | -1466691.694 | -47834.1822
10 | 5 | 8 | 17.8 | 58.3778 | 0.24 | 4590.1746 | 0.36689 | 0 | 4590.1746 | 0 | 0.89705 | 0 | 0 | 0 | 0 | 4485.2523 | 104.9224 | 0 | 73.4456 | -48278528.1498 | -48278.5281 | -1466689.4628 | -47834.1094
10 | 5 | 9 | 20.2 | 85.5111 | 0.24 | 6723.6361 | 0.39841 | 0 | 6723.6361 | 0 | 0.82405 | 0 | 0 | 0 | 0 | 4120.2266 | 2603.4094 | 0 | 1822.3866 | -48276705.7633 | -48276.7058 | -1466634.0991 | -47832.3038
10 | 5 | 10 | 22.6 | 141.4222 | 0.24 | 11119.8596 | 0.43049 | 0 | 11119.8596 | 0 | 0.77317 | 0 | 0 | 0 | 0 | 3865.8494 | 7254.0102 | 0 | 5077.8071 | -48271627.9561 | -48271.628 | -1466479.8366 | -47827.2727
10 | 5 | 11 | 25 | 126.6222 | 0.24 | 9956.1534 | 0.38242 | 0 | 9956.1534 | 0.8 | 0.52748 | 0 | 0 | 0 | 0 | 6637.3903 | 3318.7631 | 0 | 2323.1342 | -48269304.8219 | -48269.3048 | -1466409.2604 | -47824.971
10 | 5 | 12 | 25.9 | 203.2892 | 0.2382 | 15864.5019 | 0.32857 | 0 | 15864.5019 | 1.52 | 1.6191 | 0 | 0 | 0 | 0 | 15695.6221 | 168.8799 | 0 | 118.2159 | -48269186.606 | -48269.1866 | -1466405.669 | -47824.8539
10 | 5 | 13 | 26.9 | 331.1779 | 0.2362 | 25627.8173 | 0.30733 | 0 | 25627.8173 | 2.32 | 1.696 | 0 | 0 | 0 | 0 | 20080.1199 | 5547.6974 | 0 | 3883.3882 | -48265303.2178 | -48265.3032 | -1466287.6927 | -47821.0062
10 | 5 | 14 | 27.8 | 150.4985 | 0.2344 | 11557.3985 | 0.30765 | 0 | 11557.3985 | 3.04 | 1.1368 | 0 | 0 | 0 | 0 | 20884.2099 | -9326.8115 | -13324.0164 | 0 | -48278627.2342 | -48278.6272 | -1466692.4729 | -47834.2076
10 | 5 | 15 | 27.2 | 160.8627 | 0.2356 | 12416.5536 | 0.31736 | 0 | 12416.5536 | 2.56 | 2.2044 | 0 | 0 | 0 | 0 | 23821.977 | -11405.4235 | -16293.4621 | 0 | -48294920.6963 | -48294.9207 | -1467187.4642 | -47850.3511
10 | 5 | 16 | 26.7 | 73.1778 | 0.2366 | 5672.3675 | 0.34094 | 0 | 5672.3675 | 2.16 | 2.9462 | 0 | 0 | 0 | 0 | 25530.9394 | -19858.5718 | -28369.3883 | 0 | -48323290.0846 | -48323.2901 | -1468049.319 | -47878.4593
10 | 5 | 17 | 26.1 | 32.8671 | 0.2378 | 2560.6098 | 0.35951 | 0 | 2560.6098 | 1.68 | 2.8299 | 0 | 0 | 0 | 0 | 22549.588 | -19988.9782 | -28555.6831 | 0 | -48351845.7677 | -48351.8458 | -1468916.8334 | -47906.7521
10 | 5 | 18 | 24.3 | 0 | 0.24 | 0 | 0.35604 | 0 | 0 | 0.24 | 2.5676 | 0 | 0 | 0 | 0 | 14037.8609 | -14037.8609 | -20054.087 | 0 | -48371899.8547 | -48371.8999 | -1469526.0715 | -47926.6216
10 | 5 | 19 | 22.4 | 0 | 0.24 | 0 | 0.3824 | 0 | 0 | 0 | 1.265 | 0 | 0 | 0 | 0 | 6325.2095 | -6325.2095 | -9036.0136 | 0 | -48380935.8683 | -48380.9359 | -1469800.5833 | -47935.5744
10 | 5 | 20 | 20.6 | 0 | 0.24 | 0 | 0.45956 | 0 | 0 | 0 | 0.9331 | 0 | 0 | 0 | 0 | 4665.4837 | -4665.4837 | -6664.9767 | 0 | -48387600.845 | -48387.6008 | -1470003.0636 | -47942.1781
10 | 5 | 21 | 19.8 | 0 | 0.24 | 0 | 0.46837 | 0 | 0 | 0 | 0.99515 | 0 | 0 | 0 | 0 | 4975.7554 | -4975.7554 | -7108.222 | 0 | -48394709.067 | -48394.7091 | -1470219.0096 | -47949.2208
10 | 5 | 22 | 19.1 | 0 | 0.24 | 0 | 0.44157 | 0 | 0 | 0 | 1.1049 | 0 | 0 | 0 | 0 | 5524.4346 | -5524.4346 | -7892.0494 | 0 | -48402601.1164 | -48402.6011 | -1470458.7681 | -47957.0402
10 | 5 | 23 | 18.3 | 0 | 0.24 | 0 | 0.40346 | 0 | 0 | 0 | 1.0196 | 0 | 0 | 0 | 0 | 5097.8109 | -5097.8109 | -7282.587 | 0 | -48409883.7034 | -48409.8837 | -1470680.0112 | -47964.2558
10 | 6 | 0 | 17.6 | 0 | 0.24 | 0 | 0.35819 | 0 | 0 | 0 | 0.848 | 0 | 0 | 0 | 0 | 4240.0007 | -4240.0007 | -6057.1438 | 0 | -48415940.8472 | -48415.9408 | -1470864.0257 | -47970.2572
10 | 6 | 1 | 16.8 | 0 | 0.24 | 0 | 0.29473 | 0 | 0 | 0 | 0.77979 | 0 | 0 | 0 | 0 | 3898.9299 | -3898.9299 | -5569.8998 | 0 | -48421510.747 | -48421.5107 | -1471033.2379 | -47975.7758
10 | 6 | 2 | 16.1 | 0 | 0.24 | 0 | 0.29289 | 0 | 0 | 0 | 0.77431 | 0 | 0 | 0 | 0 | 3871.5529 | -3871.5529 | -5530.7899 | 0 | -48427041.5369 | -48427.0415 | -1471201.2619 | -47981.2557
10 | 6 | 3 | 15.7 | 0 | 0.24 | 0 | 0.28916 | 0 | 0 | 0 | 0.741 | 0 | 0 | 0 | 0 | 3705.01 | -3705.01 | -5292.8714 | 0 | -48432334.4083 | -48432.3344 | -1471362.058 | -47986.4998
10 | 6 | 4 | 15.4 | 0 | 0.24 | 0 | 0.27153 | 0 | 0 | 0 | 0.75834 | 0 | 0 | 0 | 0 | 3791.7036 | -3791.7036 | -5416.7194 | 0 | -48437751.1278 | -48437.7511 | -1471526.6165 | -47991.8667
10 | 6 | 5 | 15 | 0 | 0.24 | 0 | 0.25711 | 0 | 0 | 0 | 0.75469 | 0 | 0 | 0 | 0 | 3773.4523 | -3773.4523 | -5390.6462 | 0 | -48443141.7739 | -48443.1418 | -1471690.383 | -47997.2077
10 | 6 | 6 | 15.6 | 2.4667 | 0.24 | 193.951 | 0.27904 | 0 | 193.951 | 0 | 0.82633 | 0 | 0 | 0 | 0 | 4131.6337 | -3937.6827 | -5625.2609 | 0 | -48448767.0349 | -48448.767 | -1471861.277 | -48002.7812
10 | 6 | 7 | 16.1 | 34.5333 | 0.24 | 2715.3146 | 0.28426 | 0 | 2715.3146 | 0 | 0.77682 | 0 | 0 | 0 | 0 | 3884.1007 | -1168.7861 | -1669.6945 | 0 | -48450436.7293 | -48450.4367 | -1471912.0019 | -48004.4355
10 | 6 | 8 | 16.7 | 60.0222 | 0.24 | 4719.4753 | 0.21762 | 0 | 4719.4753 | 0 | 0.82633 | 0 | 0 | 0 | 0 | 4131.6337 | 587.8416 | 0 | 411.4891 | -48450025.2402 | -48450.0252 | -1471899.501 | -48004.0278
10 | 6 | 9 | 16.1 | 98.6667 | 0.24 | 7758.0416 | 0.21903 | 0 | 7758.0416 | 0 | 0.7702 | 0 | 0 | 0 | 0 | 3851.0203 | 3907.0213 | 0 | 2734.9149 | -48447290.3253 | -48447.2903 | -1471816.4149 | -48001.3181
10 | 6 | 10 | 15.6 | 111.8222 | 0.24 | 8792.4471 | 0.21893 | 0 | 8792.4471 | 0 | 0.72298 | 0 | 0 | 0 | 0 | 3614.8943 | 5177.5528 | 0 | 3624.287 | -48443666.0383 | -48443.666 | -1471706.31 | -47997.7272
10 | 6 | 11 | 15 | 115.1111 | 0.24 | 9051.0485 | 0.20357 | 0 | 9051.0485 | 0 | 0.68762 | 0 | 0 | 0 | 0 | 3438.085 | 5612.9635 | 0 | 3929.0745 | -48439736.9638 | -48439.737 | -1471586.9457 | -47993.8342
10 | 6 | 12 | 15.7 | 112.6444 | 0.24 | 8857.0975 | 0.19623 | 0 | 8857.0975 | 0 | 0.83819 | 0 | 0 | 0 | 0 | 4190.9504 | 4666.1471 | 0 | 3266.303 | -48436470.6608 | -48436.4707 | -1471487.7163 | -47990.598
10 | 6 | 13 | 16.5 | 343.9198 | 0.24 | 27041.9976 | 0.21866 | 0 | 27041.9976 | 0 | 1.6369 | 0 | 0 | 0 | 0 | 8184.5587 | 18857.4389 | 0 | 13200.2072 | -48423270.4536 | -48423.2705 | -1471086.6973 | -47977.5193
10 | 6 | 14 | 17.2 | 162.844 | 0.24 | 12804.2289 | 0.23959 | 0 | 12804.2289 | 0 | 3.3021 | 0 | 0 | 0 | 0 | 16510.5649 | -3706.336 | -5294.7657 | 0 | -48428565.2193 | -48428.5652 | -1471247.551 | -47982.7653
10 | 6 | 15 | 17.8 | 66.6 | 0.24 | 5236.6781 | 0.27276 | 0 | 5236.6781 | 0 | 4.4695 | 0 | 0 | 0 | 0 | 22347.5527 | -17110.8746 | -24444.1065 | 0 | -48453009.3258 | -48453.0093 | -1471990.1567 | -48006.9844
10 | 6 | 16 | 18.3 | 60.0222 | 0.24 | 4719.4753 | 0.35612 | 0 | 4719.4753 | 0 | 4.8644 | 0 | 0 | 0 | 0 | 24322.1131 | -19602.6378 | -28003.7683 | 0 | -48481013.0941 | -48481.0131 | -1472840.9041 | -48034.7304
10 | 6 | 17 | 18.9 | 24.6667 | 0.24 | 1939.5104 | 0.40368 | 0 | 1939.5104 | 0 | 4.5836 | 0 | 0 | 0 | 0 | 22917.9052 | -20978.3948 | -29969.1354 | 0 | -48510982.2295 | -48510.9822 | -1473751.3589 | -48064.4237
10 | 6 | 18 | 18 | 0 | 0.24 | 0 | 0.39561 | 0 | 0 | 0 | 3.4529 | 0 | 0 | 0 | 0 | 17264.571 | -17264.571 | -24663.6728 | 0 | -48535645.9023 | -48535.6459 | -1474500.635 | -48088.8603
10 | 6 | 19 | 17 | 0 | 0.24 | 0 | 0.3974 | 0 | 0 | 0 | 1.6757 | 0 | 0 | 0 | 0 | 8378.4786 | -8378.4786 | -11969.2551 | 0 | -48547615.1575 | -48547.6152 | -1474864.2579 | -48100.7194
10 | 6 | 20 | 16.1 | 0 | 0.24 | 0 | 0.42414 | 0 | 0 | 0 | 1.1514 | 0 | 0 | 0 | 0 | 5757.1384 | -5757.1384 | -8224.4834 | 0 | -48555839.6409 | -48555.8396 | -1475114.1157 | -48108.8682
10 | 6 | 21 | 15.9 | 0 | 0.24 | 0 | 0.41985 | 0 | 0 | 0 | 1.171 | 0 | 0 | 0 | 0 | 5855.239 | -5855.239 | -8364.6272 | 0 | -48564204.2681 | -48564.2043 | -1475368.2309 | -48117.1558
10 | 6 | 22 | 15.8 | 0 | 0.24 | 0 | 0.39829 | 0 | 0 | 0 | 1.2244 | 0 | 0 | 0 | 0 | 6122.164 | -6122.164 | -8745.9486 | 0 | -48572950.2166 | -48572.9502 | -1475633.9306 | -48125.8212
10 | 6 | 23 | 15.6 | 0 | 0.24 | 0 | 0.37209 | 0 | 0 | 0 | 1.1774 | 0 | 0 | 0 | 0 | 5887.1788 | -5887.1788 | -8410.2554 | 0 | -48581360.472 | -48581.3605 | -1475889.4321 | -48134.1541
10 | 7 | 0 | 15.4 | 0 | 0.24 | 0 | 0.37706 | 0 | 0 | 0 | 1.0171 | 0 | 0 | 0 | 0 | 5085.2631 | -5085.2631 | -7264.6616 | 0 | -48588625.1336 | -48588.6251 | -1476110.1306 | -48141.3519
10 | 7 | 1 | 15.2 | 0 | 0.24 | 0 | 0.37098 | 0 | 0 | 0 | 0.84618 | 0 | 0 | 0 | 0 | 4230.875 | -4230.875 | -6044.1072 | 0 | -48594669.2408 | -48594.6692 | -1476293.7491 | -48147.3403
10 | 7 | 2 | 15 | 0 | 0.24 | 0 | 0.36848 | 0 | 0 | 0 | 0.76085 | 0 | 0 | 0 | 0 | 3804.2513 | -3804.2513 | -5434.6448 | 0 | -48600103.8856 | -48600.1039 | -1476458.8522 | -48152.7249
10 | 7 | 3 | 14.6 | 0 | 0.24 | 0 | 0.36943 | 0 | 0 | 0 | 0.71499 | 0 | 0 | 0 | 0 | 3574.9696 | -3574.9696 | -5107.0995 | 0 | -48605210.9851 | -48605.211 | -1476614.0046 | -48157.785
10 | 7 | 4 | 14.3 | 0 | 0.24 | 0 | 0.37273 | 0 | 0 | 0 | 0.78458 | 0 | 0 | 0 | 0 | 3922.8847 | -3922.8847 | -5604.121 | 0 | -48610815.106 | -48610.8151 | -1476784.2564 | -48163.3376
10 | 7 | 5 | 13.9 | 0 | 0.24 | 0 | 0.3681 | 0 | 0 | 0 | 0.81424 | 0 | 0 | 0 | 0 | 4071.1763 | -4071.1763 | -5815.9662 | 0 | -48616631.0722 | -48616.6311 | -1476960.944 | -48169.1
10 | 7 | 6 | 15.6 | 2.4667 | 0.24 | 193.951 | 0.37252 | 0 | 193.951 | 0 | 0.9185 | 0 | 0 | 0 | 0 | 4592.4785 | -4398.5275 | -6283.6107 | 0 | -48622914.6829 | -48622.9147 | -1477151.8385 | -48175.3258
10 | 7 | 7 | 17.2 | 38.6444 | 0.24 | 3038.5663 | 0.35901 | 0 | 3038.5663 | 0 | 0.8658 | 0 | 0 | 0 | 0 | 4328.9757 | -1290.4094 | -1843.442 | 0 | -48624758.1249 | -48624.7581 | -1477207.8418 | -48177.1522
10 | 7 | 8 | 18.9 | 63.3111 | 0.24 | 4978.0767 | 0.34608 | 0 | 4978.0767 | 0 | 0.81515 | 0 | 0 | 0 | 0 | 4075.7391 | 902.3375 | 0 | 631.6363 | -48624126.4886 | -48624.1265 | -1477188.6528 | -48176.5264
10 | 7 | 9 | 21.5 | 84.6889 | 0.24 | 6658.9857 | 0.40674 | 0 | 6658.9857 | 0 | 0.76017 | 0 | 0 | 0 | 0 | 3800.8292 | 2858.1565 | 0 | 2000.7095 | -48622125.7791 | -48622.1258 | -1477127.8718 | -48174.5441
10 | 7 | 10 | 24.1 | 135.6667 | 0.24 | 10667.3072 | 0.46152 | 0 | 10667.3072 | 0.08 | 0.78802 | 0 | 0 | 0 | 0 | 4340.1173 | 6327.1899 | 0 | 4429.0329 | -48617696.7462 | -48617.6967 | -1476993.3189 | -48170.1559
10 | 7 | 11 | 26.7 | 125.8 | 0.2366 | 9751.3734 | 0.45397 | 0 | 9751.3734 | 2.16 | 0 | 0 | 0 | 0 | 0 | 10800 | -1048.6266 | -1498.038 | 0 | -48619194.7841 | -48619.1948 | -1477038.8289 | -48171.6401
10 | 7 | 12 | 27.6 | 111.8222 | 0.2348 | 8601.9441 | 0.41896 | 0 | 8601.9441 | 2.88 | 0 | 0 | 0 | 0 | 0 | 14400 | -5798.0559 | -8282.937 | 0 | -48627477.7211 | -48627.4777 | -1477290.4624 | -48179.8468
10 | 7 | 13 | 28.5 | 106.8889 | 0.233 | 8159.4125 | 0.39951 | 0 | 8159.4125 | 3.6 | 0 | 0 | 0 | 0 | 0 | 18000 | -9840.5875 | -14057.9821 | 0 | -48641535.7033 | -48641.5357 | -1477717.5404 | -48193.7754
10 | 7 | 14 | 29.4 | 131.5556 | 0.2312 | 9964.7734 | 0.37732 | 0 | 9964.7734 | 4.32 | 0 | 0 | 0 | 0 | 0 | 21600 | -11635.2266 | -16621.7522 | 0 | -48658157.4555 | -48658.1575 | -1478222.505 | -48210.2441
10 | 7 | 15 | 28.9 | 103.6 | 0.2322 | 7881.2005 | 0.35807 | 0 | 7881.2005 | 3.92 | 0.95003 | 0 | 0 | 0 | 0 | 24350.1748 | -16468.9743 | -23527.1061 | 0 | -48681684.5616 | -48681.6846 | -1478937.2525 | -48233.5546
10 | 7 | 16 | 28.3 | 60.8444 | 0.2334 | 4652.5622 | 0.33974 | 0 | 4652.5622 | 3.44 | 1.8351 | 0 | 0 | 0 | 0 | 26375.3778 | -21722.8156 | -31032.5938 | 0 | -48712717.1553 | -48712.7172 | -1479880.0148 | -48264.3016
10 | 7 | 17 | 27.8 | 12.3333 | 0.2344 | 947.1276 | 0.35744 | 0 | 947.1276 | 3.04 | 1.7813 | 0 | 0 | 0 | 0 | 24106.7017 | -23159.5741 | -33085.1059 | 0 | -48745802.2612 | -48745.8023 | -1480885.132 | -48297.0821
10 | 7 | 18 | 25.8 | 0 | 0.2384 | 0 | 0.36522 | 0 | 0 | 1.44 | 1.8575 | 0 | 0 | 0 | 0 | 16487.5368 | -16487.5368 | -23553.6239 | 0 | -48769355.8851 | -48769.3559 | -1481600.6851 | -48320.4189
10 | 7 | 19 | 23.7 | 0 | 0.24 | 0 | 0.38224 | 0 | 0 | 0 | 1.6469 | 0 | 0 | 0 | 0 | 8234.7498 | -8234.7498 | -11763.9282 | 0 | -48781119.8134 | -48781.1198 | -1481958.0703 | -48332.0746
10 | 7 | 20 | 21.7 | 0 | 0.24 | 0 | 0.43735 | 0 | 0 | 0 | 1.2171 | 0 | 0 | 0 | 0 | 6085.6614 | -6085.6614 | -8693.8021 | 0 | -48789813.6155 | -48789.8136 | -1482222.1858 | -48340.6883
10 | 7 | 21 | 21.3 | 0 | 0.24 | 0 | 0.46859 | 0 | 0 | 0 | 1.1526 | 0 | 0 | 0 | 0 | 5762.8419 | -5762.8419 | -8232.6313 | 0 | -48798046.2468 | -48798.0462 | -1482472.291 | -48348.8452
10 | 7 | 22 | 21 | 0 | 0.24 | 0 | 0.48959 | 0 | 0 | 0 | 1.1348 | 0 | 0 | 0 | 0 | 5673.8669 | -5673.8669 | -8105.5242 | 0 | -48806151.7709 | -48806.1518 | -1482718.5348 | -48356.8761
10 | 7 | 23 | 20.6 | 0 | 0.24 | 0 | 0.49486 | 0 | 0 | 0 | 1.0275 | 0 | 0 | 0 | 0 | 5137.7356 | -5137.7356 | -7339.6222 | 0 | -48813491.3932 | -48813.4914 | -1482941.5107 | -48364.1482
10 | 8 | 0 | 20 | 0 | 0.24 | 0 | 0.48531 | 0 | 0 | 0 | 0.88268 | 0 | 0 | 0 | 0 | 4413.3878 | -4413.3878 | -6304.8398 | 0 | -48819796.2329 | -48819.7962 | -1483133.0501 | -48370.395
10 | 8 | 1 | 19.5 | 0 | 0.24 | 0 | 0.49407 | 0 | 0 | 0 | 0.81994 | 0 | 0 | 0 | 0 | 4099.694 | -4099.694 | -5856.7056 | 0 | -48825652.9386 | -48825.6529 | -1483310.9753 | -48376.1977
10 | 8 | 2 | 18.9 | 0 | 0.24 | 0 | 0.50914 | 0 | 0 | 0 | 0.80808 | 0 | 0 | 0 | 0 | 4040.3773 | -4040.3773 | -5771.9676 | 0 | -48831424.9061 | -48831.4249 | -1483486.3263 | -48381.9166
10 | 8 | 3 | 18.2 | 0 | 0.24 | 0 | 0.51568 | 0 | 0 | 0 | 0.82382 | 0 | 0 | 0 | 0 | 4119.0859 | -4119.0859 | -5884.4085 | 0 | -48837309.3146 | -48837.3093 | -1483665.0931 | -48387.7468
10 | 8 | 4 | 17.4 | 0 | 0.24 | 0 | 0.5159 | 0 | 0 | 0 | 0.80785 | 0 | 0 | 0 | 0 | 4039.2366 | -4039.2366 | -5770.338 | 0 | -48843079.6526 | -48843.0797 | -1483840.3945 | -48393.464
10 | 8 | 5 | 16.7 | 0 | 0.24 | 0 | 0.51386 | 0 | 0 | 0 | 0.82838 | 0 | 0 | 0 | 0 | 4141.9 | -4141.9 | -5917.0001 | 0 | -48848996.6527 | -48848.9967 | -1484020.1515 | -48399.3266
10 | 8 | 6 | 18.5 | 3.2889 | 0.24 | 258.6014 | 0.50809 | 0 | 258.6014 | 0 | 0.96755 | 0 | 0 | 0 | 0 | 4837.7301 | -4579.1287 | -6541.6125 | 0 | -48855538.2651 | -48855.5383 | -1484218.884 | -48405.808
10 | 8 | 7 | 20.4 | 55.9111 | 0.24 | 4396.2236 | 0.48288 | 0 | 4396.2236 | 0 | 0.91895 | 0 | 0 | 0 | 0 | 4594.7599 | -198.5364 | -283.6234 | 0 | -48855821.8885 | -48855.8219 | -1484227.5004 | -48406.089
10 | 8 | 8 | 22.2 | 54.2667 | 0.24 | 4266.9229 | 0.43592 | 0 | 4266.9229 | 0 | 0.87606 | 0 | 0 | 0 | 0 | 4380.3074 | -113.3845 | -161.9779 | 0 | -48855983.8664 | -48855.9839 | -1484232.4213 | -48406.2495
10 | 8 | 9 | 24.8 | 83.8667 | 0.24 | 6594.3354 | 0.44646 | 0 | 6594.3354 | 0.64 | 0.22035 | 0 | 0 | 0 | 0 | 4301.7571 | 2292.5783 | 0 | 1604.8048 | -48854379.0616 | -48854.3791 | -1484183.6677 | -48404.6594
10 | 8 | 10 | 27.4 | 182.8009 | 0.2352 | 14085.9498 | 0.46387 | 0 | 14085.9498 | 2.72 | 0 | 0 | 0 | 0 | 0 | 13600 | 485.9498 | 0 | 340.1649 | -48854038.8968 | -48854.0389 | -1484173.3336 | -48404.3224
10 | 8 | 11 | 30 | 237.6434 | 0.23 | 17907.0504 | 0.44649 | 0 | 17907.0504 | 4.8 | 0 | 0 | 0 | 0 | 0 | 24000 | -6092.9496 | -8704.2137 | 0 | -48862743.1105 | -48862.7431 | -1484437.7654 | -48412.9465
10 | 8 | 12 | 30.4 | 717.4072 | 0.2292 | 53870.4646 | 0.43089 | 0 | 53870.4646 | 5.12 | 0 | 0 | 0 | 0 | 0 | 25600 | 28270.4646 | 0 | 19789.3253 | -48842953.7853 | -48842.9538 | -1483836.5707 | -48393.3393
10 | 8 | 13 | 30.7 | 803.7979 | 0.2286 | 60199.5862 | 0.39425 | 0 | 60199.5862 | 5.36 | 0 | 0 | 0 | 0 | 0 | 26800 | 33399.5862 | 0 | 23379.7104 | -48819574.0749 | -48819.5741 | -1483126.301 | -48370.1748
10 | 8 | 14 | 31.1 | 170.269 | 0.2278 | 12707.4877 | 0.36774 | 0 | 12707.4877 | 5.68 | 0 | 0 | 0 | 0 | 0 | 28400 | -15692.5123 | -22417.8747 | 0 | -48841991.9496 | -48841.9919 | -1483807.3504 | -48392.3864
10 | 8 | 15 | 30.4 | 369.622 | 0.2292 | 27755.1008 | 0.38066 | 0 | 27755.1008 | 5.12 | 0.44165 | 0 | 0 | 0 | 0 | 27808.2339 | -53.1331 | -75.9044 | 0 | -48842067.854 | -48842.0679 | -1483809.6563 | -48392.4616
10 | 8 | 16 | 29.6 | 217.3855 | 0.2308 | 16437.5394 | 0.37434 | 0 | 16437.5394 | 4.48 | 1.4868 | 0 | 0 | 0 | 0 | 29833.9677 | -13396.4283 | -19137.7547 | 0 | -48861205.6087 | -48861.2056 | -1484391.0565 | -48411.4231
10 | 8 | 17 | 28.9 | 42.845 | 0.2322 | 3259.3634 | 0.40056 | 0 | 3259.3634 | 3.92 | 1.7102 | 0 | 0 | 0 | 0 | 28151.004 | -24891.6406 | -35559.4866 | 0 | -48896765.0953 | -48896.7651 | -1485471.3447 | -48446.6553
10 | 8 | 18 | 26.9 | 0.069376 | 0.2362 | 5.3686 | 0.39791 | 0 | 5.3686 | 2.32 | 2.1783 | 0 | 0 | 0 | 0 | 22491.5704 | -22486.2018 | -32123.1454 | 0 | -48928888.2407 | -48928.8882 | -1486447.2377 | -48478.4827
10 | 8 | 19 | 24.8 | 0 | 0.24 | 0 | 0.41983 | 0 | 0 | 0.64 | 1.6175 | 0 | 0 | 0 | 0 | 11287.4348 | -11287.4348 | -16124.9069 | 0 | -48945013.1476 | -48945.0131 | -1486937.1083 | -48494.4592
10 | 8 | 20 | 22.8 | 0 | 0.24 | 0 | 0.41581 | 0 | 0 | 0 | 1.5039 | 0 | 0 | 0 | 0 | 7519.5277 | -7519.5277 | -10742.1824 | 0 | -48955755.33 | -48955.7553 | -1487263.4531 | -48505.1025
10 | 8 | 21 | 22.2 | 0 | 0.24 | 0 | 0.41748 | 0 | 0 | 0 | 1.5662 | 0 | 0 | 0 | 0 | 7830.9402 | -7830.9402 | -11187.0574 | 0 | -48966942.3874 | -48966.9424 | -1487603.313 | -48516.1866
10 | 8 | 22 | 21.7 | 0 | 0.24 | 0 | 0.44487 | 0 | 0 | 0 | 1.6741 | 0 | 0 | 0 | 0 | 8370.4937 | -8370.4937 | -11957.8481 | 0 | -48978900.2355 | -48978.9002 | -1487966.5894 | -48528.0344
10 | 8 | 23 | 21.1 | 0 | 0.24 | 0 | 0.45452 | 0 | 0 | 0 | 1.6237 | 0 | 0 | 0 | 0 | 8118.3979 | -8118.3979 | -11597.7112 | 0 | -48990497.9467 | -48990.4979 | -1488318.925 | -48539.5253
10 | 9 | 0 | 20.2 | 0 | 0.24 | 0 | 0.4258 | 0 | 0 | 0 | 1.2447 | 0 | 0 | 0 | 0 | 6223.6868 | -6223.6868 | -8890.9811 | 0 | -48999388.9278 | -48999.3889 | -1488589.0307 | -48548.3344
10 | 9 | 1 | 19.2 | 0 | 0.24 | 0 | 0.40534 | 0 | 0 | 0 | 0.89021 | 0 | 0 | 0 | 0 | 4451.0311 | -4451.0311 | -6358.6159 | 0 | -49005747.5437 | -49005.7475 | -1488782.2039 | -48554.6345
10 | 9 | 2 | 18.3 | 0 | 0.24 | 0 | 0.3997 | 0 | 0 | 0 | 0.82975 | 0 | 0 | 0 | 0 | 4148.7443 | -4148.7443 | -5926.7775 | 0 | -49011674.3212 | -49011.6743 | -1488962.2579 | -48560.5067
10 | 9 | 3 | 17.8 | 0 | 0.24 | 0 | 0.37825 | 0 | 0 | 0 | 0.79849 | 0 | 0 | 0 | 0 | 3992.4677 | -3992.4677 | -5703.5253 | 0 | -49017377.8465 | -49017.3778 | -1489135.5295 | -48566.1578
10 | 9 | 4 | 17.2 | 0 | 0.24 | 0 | 0.39911 | 0 | 0 | 0 | 0.78526 | 0 | 0 | 0 | 0 | 3926.3068 | -3926.3068 | -5609.0097 | 0 | -49022986.8562 | -49022.9869 | -1489305.9298 | -48571.7151
10 | 9 | 5 | 16.7 | 0 | 0.24 | 0 | 0.37681 | 0 | 0 | 0 | 0.75058 | 0 | 0 | 0 | 0 | 3752.9196 | -3752.9196 | -5361.3137 | 0 | -49028348.1699 | -49028.3482 | -1489468.8052 | -48577.0271
10 | 9 | 6 | 18.7 | 1.6444 | 0.24 | 129.3007 | 0.34728 | 0 | 129.3007 | 0 | 0.79735 | 0 | 0 | 0 | 0 | 3986.7642 | -3857.4635 | -5510.6621 | 0 | -49033858.832 | -49033.8588 | -1489636.2177 | -48582.487
10 | 9 | 7 | 20.8 | 22.2 | 0.24 | 1745.5594 | 0.33918 | 0 | 1745.5594 | 0 | 0.85074 | 0 | 0 | 0 | 0 | 4253.6891 | -2508.1298 | -3583.0425 | 0 | -49037441.8745 | -49037.4419 | -1489745.0696 | -48586.0371
10 | 9 | 8 | 22.8 | 74 | 0.24 | 5818.5312 | 0.32903 | 0 | 5818.5312 | 0 | 0.98101 | 0 | 0 | 0 | 0 | 4905.0317 | 913.4995 | 0 | 639.4496 | -49036802.4249 | -49036.8024 | -1489725.6433 | -48585.4035
10 | 9 | 9 | 24.8 | 109.3556 | 0.24 | 8598.4961 | 0.37176 | 0 | 8598.4961 | 0.64 | 0.31229 | 0 | 0 | 0 | 0 | 4761.4612 | 3837.0349 | 0 | 2685.9244 | -49034116.5005 | -49034.1165 | -1489644.0456 | -48582.7423
10 | 9 | 10 | 26.9 | 111 | 0.2362 | 8589.6067 | 0.39783 | 0 | 8589.6067 | 2.32 | 0 | 0 | 0 | 0 | 0 | 11600 | -3010.3933 | -4300.5619 | 0 | -49038417.0624 | -49038.4171 | -1489774.6956 | -48587.0033
10 | 9 | 11 | 28.9 | 129.0889 | 0.2322 | 9820.226 | 0.41301 | 0 | 9820.226 | 3.92 | 0 | 0 | 0 | 0 | 0 | 19600 | -9779.774 | -13971.1057 | 0 | -49052388.168 | -49052.3882 | -1490199.1342 | -48600.8458
10 | 9 | 12 | 29.3 | 115.9333 | 0.2314 | 8789.053 | 0.41796 | 0 | 8789.053 | 4.24 | 0 | 0 | 0 | 0 | 0 | 21200 | -12410.947 | -17729.9243 | 0 | -49070118.0923 | -49070.1181 | -1490737.7648 | -48618.4125
10 | 9 | 13 | 29.6 | 105.2444 | 0.2308 | 7958.0267 | 0.39833 | 0 | 7958.0267 | 4.48 | 0 | 0 | 0 | 0 | 0 | 22400 | -14441.9733 | -20631.3905 | 0 | -49090749.4828 | -49090.7495 | -1491364.5412 | -48638.854
10 | 9 | 14 | 30 | 149.6468 | 0.23 | 11276.2785 | 0.41072 | 0 | 11276.2785 | 4.8 | 0 | 0 | 0 | 0 | 0 | 24000 | -12723.7215 | -18176.745 | 0 | -49108926.2277 | -49108.9262 | -1491916.7462 | -48656.8634
10 | 9 | 15 | 29.3 | 133.3495 | 0.2314 | 10109.3962 | 0.41802 | 0 | 10109.3962 | 4.24 | 1.1363 | 0 | 0 | 0 | 0 | 26881.4785 | -16772.0823 | -23960.1175 | 0 | -49132886.3452 | -49132.8863 | -1492644.6485 | -48680.603
10 | 9 | 16 | 28.5 | 37.8222 | 0.233 | 2887.1767 | 0.45284 | 0 | 2887.1767 | 3.6 | 2.3286 | 0 | 0 | 0 | 0 | 29642.967 | -26755.7903 | -38222.5576 | 0 | -49171108.9028 | -49171.1089 | -1493805.8401 | -48718.4737
10 | 9 | 17 | 27.8 | 9.0444 | 0.2344 | 694.5602 | 0.44858 | 0 | 694.5602 | 3.04 | 2.3143 | 0 | 0 | 0 | 0 | 26771.3887 | -26076.8285 | -37252.6121 | 0 | -49208361.5149 | -49208.3615 | -1494937.565 | -48755.3834
10 | 9 | 18 | 25.8 | 0 | 0.2384 | 0 | 0.42443 | 0 | 0 | 1.44 | 2.2759 | 0 | 0 | 0 | 0 | 18579.5898 | -18579.5898 | -26542.2712 | 0 | -49234903.7861 | -49234.9038 | -1495743.9125 | -48781.6813
10 | 9 | 19 | 23.7 | 0 | 0.24 | 0 | 0.42885 | 0 | 0 | 0 | 1.6739 | 0 | 0 | 0 | 0 | 8369.353 | -8369.353 | -11956.2185 | 0 | -49246860.0046 | -49246.86 | -1496107.1394 | -48793.5275
10 | 9 | 20 | 21.7 | 0 | 0.24 | 0 | 0.45792 | 0 | 0 | 0 | 1.0232 | 0 | 0 | 0 | 0 | 5116.0622 | -5116.0622 | -7308.6602 | 0 | -49254168.6648 | -49254.1687 | -1496329.1746 | -48800.7689
10 | 9 | 21 | 21.1 | 0 | 0.24 | 0 | 0.47948 | 0 | 0 | 0 | 1.2114 | 0 | 0 | 0 | 0 | 6057.1438 | -6057.1438 | -8653.0626 | 0 | -49262821.7274 | -49262.8217 | -1496592.0525 | -48809.3423
10 | 9 | 22 | 20.6 | 0 | 0.24 | 0 | 0.49132 | 0 | 0 | 0 | 1.4642 | 0 | 0 | 0 | 0 | 7321.045 | -7321.045 | -10458.6357 | 0 | -49273280.3632 | -49273.2804 | -1496909.7832 | -48819.7046
10 | 9 | 23 | 20 | 0 | 0.24 | 0 | 0.48312 | 0 | 0 | 0 | 1.1993 | 0 | 0 | 0 | 0 | 5996.6865 | -5996.6865 | -8566.6949 | 0 | -49281847.0581 | -49281.8471 | -1497170.0372 | -48828.1925
10 | 10 | 0 | 19.3 | 0 | 0.24 | 0 | 0.46446 | 0 | 0 | 0 | 0.93127 | 0 | 0 | 0 | 0 | 4656.358 | -4656.358 | -6651.94 | 0 | -49288498.9981 | -49288.499 | -1497372.1215 | -48834.7832
10 | 10 | 1 | 18.5 | 0 | 0.24 | 0 | 0.45017 | 0 | 0 | 0 | 0.81378 | 0 | 0 | 0 | 0 | 4068.8949 | -4068.8949 | -5812.707 | 0 | -49294311.7051 | -49294.3117 | -1497548.71 | -48840.5424
10 | 10 | 2 | 17.8 | 0 | 0.24 | 0 | 0.44212 | 0 | 0 | 0 | 0.76496 | 0 | 0 | 0 | 0 | 3824.784 | -3824.784 | -5463.9772 | 0 | -49299775.6823 | -49299.7757 | -1497714.7043 | -48845.956
10 | 10 | 3 | 16.9 | 0 | 0.24 | 0 | 0.42831 | 0 | 0 | 0 | 0.7775 | 0 | 0 | 0 | 0 | 3887.5228 | -3887.5228 | -5553.604 | 0 | -49305329.2864 | -49305.3293 | -1497883.4214 | -48851.4585
10 | 10 | 4 | 15.9 | 0 | 0.24 | 0 | 0.42845 | 0 | 0 | 0 | 0.76541 | 0 | 0 | 0 | 0 | 3827.0654 | -3827.0654 | -5467.2364 | 0 | -49310796.5227 | -49310.7965 | -1498049.5146 | -48856.8754
10 | 10 | 5 | 15 | 0 | 0.24 | 0 | 0.41567 | 0 | 0 | 0 | 0.78891 | 0 | 0 | 0 | 0 | 3944.5581 | -3944.5581 | -5635.083 | 0 | -49316431.6057 | -49316.4316 | -1498220.707 | -48862.4586
10 | 10 | 6 | 17.8 | 1.6444 | 0.24 | 129.3007 | 0.41039 | 0 | 129.3007 | 0 | 0.77659 | 0 | 0 | 0 | 0 | 3882.96 | -3753.6593 | -5362.3704 | 0 | -49321793.9761 | -49321.794 | -1498383.6145 | -48867.7717
10 | 10 | 7 | 20.5 | 28.7778 | 0.24 | 2262.7621 | 0.40254 | 0 | 2262.7621 | 0 | 0.76747 | 0 | 0 | 0 | 0 | 3837.3318 | -1574.5697 | -2249.3852 | 0 | -49324043.3613 | -49324.0434 | -1498451.9502 | -48870.0003
10 | 10 | 8 | 23.3 | 55.0889 | 0.24 | 4331.5732 | 0.35997 | 0 | 4331.5732 | 0 | 0.82245 | 0 | 0 | 0 | 0 | 4112.2417 | 219.3315 | 0 | 153.5321 | -49323889.8293 | -49323.8898 | -1498447.286 | -48869.8482
10 | 10 | 9 | 25.2 | 83.0444 | 0.2396 | 6518.8022 | 0.36327 | 0 | 6518.8022 | 0.96 | 0.015578 | 0 | 0 | 0 | 0 | 4877.8923 | 1640.9099 | 0 | 1148.6369 | -49322741.1924 | -49322.7412 | -1498412.3907 | -48868.7102
10 | 10 | 10 | 27 | 109.3556 | 0.236 | 8455.1878 | 0.33249 | 0 | 8455.1878 | 2.4 | 0 | 0 | 0 | 0 | 0 | 12000 | -3544.8122 | -5064.0174 | 0 | -49327805.2097 | -49327.8052 | -1498566.2342 | -48873.7276
10 | 10 | 11 | 28.9 | 112.6444 | 0.2322 | 8569.2418 | 0.29143 | 0 | 8569.2418 | 3.92 | 0 | 0 | 0 | 0 | 0 | 19600 | -11030.7582 | -15758.226 | 0 | -49343563.4357 | -49343.5634 | -1499044.9651 | -48889.3407
10 | 10 | 12 | 29.6 | 116.7556 | 0.2308 | 8828.4358 | 0.25893 | 0 | 8828.4358 | 4.48 | 0 | 0 | 0 | 0 | 0 | 22400 | -13571.5642 | -19387.9488 | 0 | -49362951.3845 | -49362.9514 | -1499633.9661 | -48908.5502
10 | 10 | 13 | 30.4 | 105.2444 | 0.2292 | 7902.8584 | 0.24249 | 0 | 7902.8584 | 5.12 | 0 | 0 | 0 | 0 | 0 | 25600 | -17697.1416 | -25281.6309 | 0 | -49388233.0154 | -49388.233 | -1500402.0157 | -48933.5991
10 | 10 | 14 | 31.1 | 99.4889 | 0.2278 | 7425.0384 | 0.24181 | 0 | 7425.0384 | 5.68 | 0 | 0 | 0 | 0 | 0 | 28400 | -20974.9616 | -29964.2308 | 0 | -49418197.2462 | -49418.1972 | -1501312.3214 | -48963.2875
10 | 10 | 15 | 30.5 | 88.8 | 0.229 | 6662.2182 | 0.25917 | 0 | 6662.2182 | 5.2 | 1.3565 | 0 | 0 | 0 | 0 | 32782.5832 | -26120.365 | -37314.8071 | 0 | -49455512.0533 | -49455.5121 | -1502445.9358 | -49000.2588
10 | 10 | 16 | 30 | 75.6444 | 0.23 | 5700.0056 | 0.28743 | 0 | 5700.0056 | 4.8 | 2.18 | 0 | 0 | 0 | 0 | 34899.918 | -29199.9124 | -41714.1606 | 0 | -49497226.214 | -49497.2262 | -1503713.2014 | -49041.589
10 | 10 | 17 | 29.4 | 45.8857 | 0.2312 | 3475.644 | 0.31459 | 0 | 3475.644 | 4.32 | 2.1093 | 0 | 0 | 0 | 0 | 32146.7076 | -28671.0636 | -40958.6623 | 0 | -49538184.8762 | -49538.1849 | -1504957.5152 | -49082.1706
10 | 10 | 18 | 27.4 | 0 | 0.2352 | 0 | 0.32738 | 0 | 0 | 2.72 | 2.2195 | 0 | 0 | 0 | 0 | 24697.5077 | -24697.5077 | -35282.1539 | 0 | -49573467.0301 | -49573.467 | -1506029.3781 | -49117.128
10 | 10 | 19 | 25.3 | 0 | 0.2394 | 0 | 0.36955 | 0 | 0 | 1.04 | 1.8195 | 0 | 0 | 0 | 0 | 14297.5693 | -14297.5693 | -20425.0989 | 0 | -49593892.1291 | -49593.8921 | -1506649.8875 | -49137.3651
10 | 10 | 20 | 23.3 | 0 | 0.24 | 0 | 0.39371 | 0 | 0 | 0 | 1.847 | 0 | 0 | 0 | 0 | 9235.1481 | -9235.1481 | -13193.0687 | 0 | -49607085.1978 | -49607.0852 | -1507050.6896 | -49150.4367
10 | 10 | 21 | 22 | 0 | 0.24 | 0 | 0.42293 | 0 | 0 | 0 | 1.4273 | 0 | 0 | 0 | 0 | 7136.2508 | -7136.2508 | -10194.644 | 0 | -49617279.8418 | -49617.2798 | -1507360.4003 | -49160.5375
10 | 10 | 22 | 20.7 | 0 | 0.24 | 0 | 0.4507 | 0 | 0 | 0 | 1.2119 | 0 | 0 | 0 | 0 | 6059.4252 | -6059.4252 | -8656.3218 | 0 | -49625936.1635 | -49625.9362 | -1507623.3771 | -49169.1141
10 | 10 | 23 | 19.4 | 0 | 0.24 | 0 | 0.45378 | 0 | 0 | 0 | 1.0453 | 0 | 0 | 0 | 0 | 5226.7105 | -5226.7105 | -7466.7293 | 0 | -49633402.8929 | -49633.4029 | -1507850.2145 | -49176.5121
10 | 11 | 0 | 18.7 | 0 | 0.24 | 0 | 0.45627 | 0 | 0 | 0 | 0.91439 | 0 | 0 | 0 | 0 | 4571.9458 | -4571.9458 | -6531.3512 | 0 | -49639934.2441 | -49639.9342 | -1508048.6353 | -49182.9833
10 | 11 | 1 | 17.9 | 0 | 0.24 | 0 | 0.45156 | 0 | 0 | 0 | 0.90002 | 0 | 0 | 0 | 0 | 4500.0814 | -4500.0814 | -6428.6878 | 0 | -49646362.9318 | -49646.3629 | -1508243.9372 | -49189.3529
10 | 11 | 2 | 17.2 | 0 | 0.24 | 0 | 0.4453 | 0 | 0 | 0 | 0.9064 | 0 | 0 | 0 | 0 | 4532.0212 | -4532.0212 | -6474.316 | 0 | -49652837.2478 | -49652.8372 | -1508440.6252 | -49195.7676
10 | 11 | 3 | 16.5 | 0 | 0.24 | 0 | 0.43746 | 0 | 0 | 0 | 0.80967 | 0 | 0 | 0 | 0 | 4048.3622 | -4048.3622 | -5783.3746 | 0 | -49658620.6224 | -49658.6206 | -1508616.3227 | -49201.4977
10 | 11 | 4 | 15.7 | 0 | 0.24 | 0 | 0.42932 | 0 | 0 | 0 | 0.7629 | 0 | 0 | 0 | 0 | 3814.5177 | -3814.5177 | -5449.311 | 0 | -49664069.9334 | -49664.0699 | -1508781.8714 | -49206.8969
10 | 11 | 5 | 15 | 0 | 0.24 | 0 | 0.43275 | 0 | 0 | 0 | 0.75378 | 0 | 0 | 0 | 0 | 3768.8895 | -3768.8895 | -5384.1278 | 0 | -49669454.0612 | -49669.4541 | -1508945.4398 | -49212.2314
10 | 11 | 6 | 16.3 | 5.1806 | 0.24 | 407.3436 | 0.44298 | 0 | 407.3436 | 0 | 0.72275 | 0 | 0 | 0 | 0 | 3613.7536 | -3206.41 | -4580.5857 | 0 | -49674034.6469 | -49674.0346 | -1509084.5969 | -49216.7698
10 | 11 | 7 | 17.6 | 73.5135 | 0.24 | 5780.2751 | 0.43742 | 0 | 5780.2751 | 0 | 0.80511 | 0 | 0 | 0 | 0 | 4025.5481 | 1754.727 | 0 | 1228.3089 | -49672806.338 | -49672.8063 | -1509047.2812 | -49215.5528
10 | 11 | 8 | 18.9 | 126.0976 | 0.24 | 9914.9008 | 0.42647 | 0 | 9914.9008 | 0 | 0.81173 | 0 | 0 | 0 | 0 | 4058.6286 | 5856.2722 | 0 | 4099.3906 | -49668706.9475 | -49668.7069 | -1508922.7427 | -49211.4912
10 | 11 | 9 | 21.1 | 284.9112 | 0.24 | 22402.2237 | 0.41998 | 0 | 22402.2237 | 0 | 1.0075 | 0 | 0 | 0 | 0 | 5037.3535 | 17364.8702 | 0 | 12155.4091 | -49656551.5383 | -49656.5515 | -1508553.4645 | -49199.4477
10 | 11 | 10 | 23.4 | 115.9333 | 0.24 | 9115.6989 | 0.40855 | 0 | 9115.6989 | 0 | 1.2237 | 0 | 0 | 0 | 0 | 6118.7419 | 2996.957 | 0 | 2097.8699 | -49654453.6684 | -49654.4537 | -1508489.7317 | -49197.3691
10 | 11 | 11 | 25.6 | 200.9889 | 0.2388 | 15724.4987 | 0.40005 | 0 | 15724.4987 | 1.28 | 0 | 0 | 0 | 0 | 0 | 6400 | 9324.4987 | 0 | 6527.1491 | -49647926.5194 | -49647.9265 | -1508291.4386 | -49190.902
10 | 11 | 12 | 26 | 139.7778 | 0.238 | 10898.9709 | 0.36249 | 0 | 10898.9709 | 1.6 | 0 | 0 | 0 | 0 | 0 | 8000 | 2898.9709 | 0 | 2029.2797 | -49645897.2397 | -49645.8972 | -1508229.7896 | -49188.8914
10 | 11 | 13 | 26.3 | 114.2889 | 0.2374 | 8889.0455 | 0.34717 | 0 | 8889.0455 | 1.84 | 0 | 0 | 0 | 0 | 0 | 9200 | -310.9545 | -444.2207 | 0 | -49646341.4604 | -49646.3415 | -1508243.2849 | -49189.3316
10 | 11 | 14 | 26.7 | 127.4444 | 0.2366 | 9878.8423 | 0.3415 | 0 | 9878.8423 | 2.16 | 1.4872 | 0 | 0 | 0 | 0 | 18236.1306 | -8357.2882 | -11938.9832 | 0 | -49658280.4435 | -49658.2804 | -1508605.9882 | -49201.1607
10 | 11 | 15 | 25.4 | 166.9492 | 0.2392 | 13083.2552 | 0.3125 | 0 | 13083.2552 | 1.12 | 3.4628 | 0 | 0 | 0 | 0 | 22914.1898 | -9830.9347 | -14044.1924 | 0 | -49672324.6359 | -49672.3246 | -1509032.6472 | -49215.0756
10 | 11 | 16 | 24.1 | 93.9737 | 0.24 | 7389.0416 | 0.29739 | 0 | 7389.0416 | 0.08 | 4.5788 | 0 | 0 | 0 | 0 | 23294.0725 | -15905.0309 | -22721.4727 | 0 | -49695046.1086 | -49695.0461 | -1509722.9198 | -49237.5879
10 | 11 | 17 | 22.8 | 19.7333 | 0.24 | 1551.6083 | 0.26614 | 0 | 1551.6083 | 0 | 3.5595 | 0 | 0 | 0 | 0 | 17797.2802 | -16245.6719 | -23208.1027 | 0 | -49718254.2113 | -49718.2542 | -1510427.976 | -49260.5824
10 | 11 | 18 | 20.9 | 0 | 0.24 | 0 | 0.23429 | 0 | 0 | 0 | 1.5938 | 0 | 0 | 0 | 0 | 7968.9655 | -7968.9655 | -11384.2364 | 0 | -49729638.4477 | -49729.6384 | -1510773.8263 | -49271.8618
10 | 11 | 19 | 19.1 | 0 | 0.24 | 0 | 0.25526 | 0 | 0 | 0 | 1.0013 | 0 | 0 | 0 | 0 | 5006.5545 | -5006.5545 | -7152.2207 | 0 | -49736790.6684 | -49736.7907 | -1510991.1089 | -49278.9482
10 | 11 | 20 | 17.2 | 0 | 0.24 | 0 | 0.28005 | 0 | 0 | 0 | 1.0492 | 0 | 0 | 0 | 0 | 5246.1025 | -5246.1025 | -7494.4322 | 0 | -49744285.1006 | -49744.2851 | -1511218.7879 | -49286.3736
10 | 11 | 21 | 16.3 | 0 | 0.24 | 0 | 0.29351 | 0 | 0 | 0 | 1.0056 | 0 | 0 | 0 | 0 | 5028.2279 | -5028.2279 | -7183.1827 | 0 | -49751468.2832 | -49751.4683 | -1511437.0111 | -49293.4907
10 | 11 | 22 | 15.3 | 0 | 0.24 | 0 | 0.30199 | 0 | 0 | 0 | 1.0554 | 0 | 0 | 0 | 0 | 5276.9016 | -5276.9016 | -7538.4308 | 0 | -49759006.7141 | -49759.0067 | -1511666.0268 | -49300.9597
10 | 11 | 23 | 14.4 | 0 | 0.24 | 0 | 0.31314 | 0 | 0 | 0 | 1.0109 | 0 | 0 | 0 | 0 | 5054.4641 | -5054.4641 | -7220.663 | 0 | -49766227.377 | -49766.2274 | -1511885.3887 | -49308.1139
10 | 12 | 0 | 13.7 | 0 | 0.24 | 0 | 0.28579 | 0 | 0 | 0 | 0.83431 | 0 | 0 | 0 | 0 | 4171.5584 | -4171.5584 | -5959.3691 | 0 | -49772186.7461 | -49772.1867 | -1512066.4328 | -49314.0184
10 | 12 | 1 | 12.9 | 0 | 0.24 | 0 | 0.28167 | 0 | 0 | 0 | 0.82268 | 0 | 0 | 0 | 0 | 4113.3824 | -4113.3824 | -5876.2606 | 0 | -49778063.0067 | -49778.063 | -1512244.9521 | -49319.8406
10 | 12 | 2 | 12.2 | 0 | 0.24 | 0 | 0.28716 | 0 | 0 | 0 | 0.76131 | 0 | 0 | 0 | 0 | 3806.5328 | -3806.5328 | -5437.9039 | 0 | -49783500.9107 | -49783.5009 | -1512410.1542 | -49325.2284
10 | 12 | 3 | 12 | 0 | 0.24 | 0 | 0.28228 | 0 | 0 | 0 | 0.72412 | 0 | 0 | 0 | 0 | 3620.5978 | -3620.5978 | -5172.2826 | 0 | -49788673.1933 | -49788.6732 | -1512567.2869 | -49330.3531
10 | 12 | 4 | 11.9 | 0 | 0.24 | 0 | 0.26806 | 0 | 0 | 0 | 0.71499 | 0 | 0 | 0 | 0 | 3574.9696 | -3574.9696 | -5107.0995 | 0 | -49793780.2928 | -49793.7803 | -1512722.4393 | -49335.4132
10 | 12 | 5 | 11.7 | 0 | 0.24 | 0 | 0.2643 | 0 | 0 | 0 | 0.74671 | 0 | 0 | 0 | 0 | 3733.5276 | -3733.5276 | -5333.6109 | 0 | -49799113.9037 | -49799.1139 | -1512884.473 | -49340.6977
10 | 12 | 6 | 13.4 | 1.6444 | 0.24 | 129.3007 | 0.26596 | 0 | 129.3007 | 0 | 0.83363 | 0 | 0 | 0 | 0 | 4168.1363 | -4038.8356 | -5769.7651 | 0 | -49804883.6687 | -49804.8837 | -1513059.757 | -49346.4144
10 | 12 | 7 | 15 | 36.1778 | 0.24 | 2844.6153 | 0.26759 | 0 | 2844.6153 | 0 | 0.87583 | 0 | 0 | 0 | 0 | 4379.1667 | -1534.5514 | -2192.2163 | 0 | -49807075.8851 | -49807.0759 | -1513126.356 | -49348.5864
10 | 12 | 8 | 16.7 | 59.2 | 0.24 | 4654.825 | 0.24479 | 0 | 4654.825 | 0 | 0.91986 | 0 | 0 | 0 | 0 | 4599.3228 | 55.5022 | 0 | 38.8515 | -49807037.0336 | -49807.037 | -1513125.1757 | -49348.5479
10 | 12 | 9 | 18.9 | 92.9111 | 0.24 | 7305.4892 | 0.22479 | 0 | 7305.4892 | 0 | 0.85028 | 0 | 0 | 0 | 0 | 4251.4077 | 3054.0814 | 0 | 2137.857 | -49804899.1765 | -49804.8992 | -1513060.2281 | -49346.4297
10 | 12 | 10 | 21.1 | 113.4667 | 0.24 | 8921.7478 | 0.26805 | 0 | 8921.7478 | 0 | 0.85302 | 0 | 0 | 0 | 0 | 4265.0962 | 4656.6517 | 0 | 3259.6562 | -49801639.5204 | -49801.6395 | -1512961.2006 | -49343.2001
10 | 12 | 11 | 23.3 | 111 | 0.24 | 8727.7968 | 0.28944 | 0 | 8727.7968 | 0 | 0.81583 | 0 | 0 | 0 | 0 | 4079.1613 | 4648.6355 | 0 | 3254.0449 | -49798385.4755 | -49798.3855 | -1512862.3436 | -49339.976
10 | 12 | 12 | 24.1 | 108.5333 | 0.24 | 8533.8458 | 0.27629 | 0 | 8533.8458 | 0.08 | 0.81152 | 0 | 0 | 0 | 0 | 4457.61 | 4076.2358 | 0 | 2853.3651 | -49795532.1104 | -49795.5321 | -1512775.6591 | -49337.1489
10 | 12 | 13 | 24.8 | 103.6 | 0.24 | 8145.9437 | 0.24195 | 0 | 8145.9437 | 0.64 | 1.0713 | 0 | 0 | 0 | 0 | 8556.5869 | -410.6433 | -586.6332 | 0 | -49796118.7437 | -49796.1187 | -1512793.4808 | -49337.7301
10 | 12 | 14 | 25.6 | 109.3556 | 0.2388 | 8555.5036 | 0.21155 | 0 | 8555.5036 | 1.28 | 2.2667 | 0 | 0 | 0 | 0 | 17733.7174 | -9178.2138 | -13111.734 | 0 | -49809230.4777 | -49809.2305 | -1513191.812 | -49350.7212
10 | 12 | 15 | 24.7 | 64.9556 | 0.24 | 5107.3774 | 0.20229 | 0 | 5107.3774 | 0.56 | 3.8957 | 0 | 0 | 0 | 0 | 22278.3934 | -17171.016 | -24530.0229 | 0 | -49833760.5006 | -49833.7605 | -1513937.0279 | -49375.0254
10 | 12 | 16 | 23.7 | 53.4444 | 0.24 | 4202.2725 | 0.19425 | 0 | 4202.2725 | 0 | 4.5676 | 0 | 0 | 0 | 0 | 22838.0558 | -18635.7833 | -26622.5476 | 0 | -49860383.0481 | -49860.383 | -1514745.8141 | -49401.4028
10 | 12 | 17 | 22.8 | 20.5556 | 0.24 | 1616.2587 | 0.19733 | 0 | 1616.2587 | 0 | 4.4513 | 0 | 0 | 0 | 0 | 22256.2963 | -20640.0376 | -29485.768 | 0 | -49889868.8161 | -49889.8688 | -1515641.5843 | -49430.6172
10 | 12 | 18 | 20.6 | 0 | 0.24 | 0 | 0.19618 | 0 | 0 | 0 | 2.8951 | 0 | 0 | 0 | 0 | 14475.5471 | -14475.5471 | -20679.353 | 0 | -49910548.1691 | -49910.5482 | -1516269.8178 | -49451.1062
10 | 12 | 19 | 18.3 | 0 | 0.24 | 0 | 0.2425 | 0 | 0 | 0 | 1.3034 | 0 | 0 | 0 | 0 | 6516.848 | -6516.848 | -9309.7828 | 0 | -49919857.9519 | -49919.858 | -1516552.6466 | -49460.3303
10 | 12 | 20 | 16.1 | 0 | 0.24 | 0 | 0.30603 | 0 | 0 | 0 | 1.0869 | 0 | 0 | 0 | 0 | 5434.3189 | -5434.3189 | -7763.3127 | 0 | -49927621.2646 | -49927.6213 | -1516788.4941 | -49468.0221
10 | 12 | 21 | 15.9 | 0 | 0.24 | 0 | 0.35835 | 0 | 0 | 0 | 1.305 | 0 | 0 | 0 | 0 | 6524.8329 | -6524.8329 | -9321.1898 | 0 | -49936942.4544 | -49936.9425 | -1517071.6695 | -49477.2575
10 | 12 | 22 | 15.8 | 0 | 0.24 | 0 | 0.37746 | 0 | 0 | 0 | 1.4382 | 0 | 0 | 0 | 0 | 7191.0046 | -7191.0046 | -10272.8638 | 0 | -49947215.3182 | -49947.2153 | -1517383.7565 | -49487.4358
10 | 12 | 23 | 15.6 | 0 | 0.24 | 0 | 0.36412 | 0 | 0 | 0 | 1.3449 | 0 | 0 | 0 | 0 | 6724.4563 | -6724.4563 | -9606.3661 | 0 | -49956821.6843 | -49956.8217 | -1517675.5955 | -49496.9537
10 | 13 | 0 | 15.4 | 0 | 0.24 | 0 | 0.36804 | 0 | 0 | 0 | 1.4663 | 0 | 0 | 0 | 0 | 7331.3114 | -7331.3114 | -10473.3019 | 0 | -49967294.9863 | -49967.295 | -1517993.7717 | -49507.3306
10 | 13 | 1 | 15.2 | 0 | 0.24 | 0 | 0.38184 | 0 | 0 | 0 | 1.4008 | 0 | 0 | 0 | 0 | 7003.929 | -7003.929 | -10005.6129 | 0 | -49977300.5991 | -49977.3006 | -1518297.7397 | -49517.2441
10 | 13 | 2 | 15 | 0 | 0.24 | 0 | 0.41554 | 0 | 0 | 0 | 1.4186 | 0 | 0 | 0 | 0 | 7092.904 | -7092.904 | -10132.72 | 0 | -49987433.3191 | -49987.4333 | -1518605.5692 | -49527.2836
10 | 13 | 3 | 14.1 | 0 | 0.24 | 0 | 0.41173 | 0 | 0 | 0 | 1.2801 | 0 | 0 | 0 | 0 | 6400.496 | -6400.496 | -9143.5658 | 0 | -49996576.8849 | -49996.5769 | -1518883.3484 | -49536.343
10 | 13 | 4 | 13.1 | 0 | 0.24 | 0 | 0.41362 | 0 | 0 | 0 | 1.195 | 0 | 0 | 0 | 0 | 5975.0131 | -5975.0131 | -8535.7329 | 0 | -50005112.6179 | -50005.1126 | -1519142.6618 | -49544.8001
10 | 13 | 5 | 12.2 | 0 | 0.24 | 0 | 0.39846 | 0 | 0 | 0 | 1.1551 | 0 | 0 | 0 | 0 | 5775.3897 | -5775.3897 | -8250.5567 | 0 | -50013363.1745 | -50013.3632 | -1519393.3116 | -49552.9747
10 | 13 | 6 | 14.2 | 12.6193 | 0.24 | 992.2441 | 0.38864 | 0 | 992.2441 | 0 | 1.1101 | 0 | 0 | 0 | 0 | 5550.6708 | -4558.4267 | -6512.0382 | 0 | -50019875.2127 | -50019.8752 | -1519591.1457 | -49559.4268
10 | 13 | 7 | 16.3 | 167.3071 | 0.24 | 13155.1558 | 0.36566 | 0 | 13155.1558 | 0 | 1.1665 | 0 | 0 | 0 | 0 | 5832.4249 | 7322.7309 | 0 | 5125.9116 | -50014749.3011 | -50014.7493 | -1519435.4218 | -49554.3481
10 | 13 | 8 | 18.3 | 145.1065 | 0.24 | 11409.5466 | 0.30925 | 0 | 11409.5466 | 0 | 1.0417 | 0 | 0 | 0 | 0 | 5208.4593 | 6201.0873 | 0 | 4340.7611 | -50010408.5399 | -50010.4085 | -1519303.5506 | -49550.0473
10 | 13 | 9 | 20.9 | 159.2008 | 0.24 | 12517.7684 | 0.26383 | 0 | 12517.7684 | 0 | 1.1288 | 0 | 0 | 0 | 0 | 5644.2086 | 6873.5598 | 0 | 4811.4919 | -50005597.0481 | -50005.597 | -1519157.3787 | -49545.2801
10 | 13 | 10 | 23.5 | 107.7111 | 0.24 | 8469.1954 | 0.23483 | 0 | 8469.1954 | 0 | 1.2139 | 0 | 0 | 0 | 0 | 6069.6916 | 2399.5038 | 0 | 1679.6527 | -50003917.3954 | -50003.9174 | -1519106.3513 | -49543.6159
10 | 13 | 11 | 26.1 | 111 | 0.2378 | 8647.792 | 0.18923 | 0 | 8647.792 | 1.68 | 0 | 0 | 0 | 0 | 0 | 8400 | 247.792 | 0 | 173.4544 | -50003743.941 | -50003.7439 | -1519101.0818 | -49543.4441
10 | 13 | 12 | 27.2 | 108.5333 | 0.2356 | 8377.3919 | 0.16464 | 0 | 8377.3919 | 2.56 | 0 | 0 | 0 | 0 | 0 | 12800 | -4422.6081 | -6318.0115 | 0 | -50010061.9525 | -50010.062 | -1519293.0213 | -49549.7039
10 | 13 | 13 | 28.3 | 101.9556 | 0.2334 | 7796.1853 | 0.14732 | 0 | 7796.1853 | 3.44 | 0 | 0 | 0 | 0 | 0 | 17200 | -9403.8147 | -13434.021 | 0 | -50023495.9735 | -50023.496 | -1519701.1435 | -49563.0143
10 | 13 | 14 | 29.4 | 86.3333 | 0.2312 | 6539.3826 | 0.14633 | 0 | 6539.3826 | 4.32 | 0.54931 | 0 | 0 | 0 | 0 | 24346.5665 | -17807.1839 | -25438.8341 | 0 | -50048934.8076 | -50048.9348 | -1520473.9688 | -49588.2189
10 | 13 | 15 | 28.5 | 127.7465 | 0.233 | 9751.59 | 0.15363 | 0 | 9751.59 | 3.6 | 2.006 | 0 | 0 | 0 | 0 | 28030.0101 | -18278.42 | -26112.0286 | 0 | -50075046.8363 | -50075.0468 | -1521267.2457 | -49614.0906
10 | 13 | 16 | 27.6 | 110.1171 | 0.2348 | 8470.7748 | 0.15924 | 0 | 8470.7748 | 2.88 | 2.7541 | 0 | 0 | 0 | 0 | 28170.4238 | -19699.649 | -28142.3558 | 0 | -50103189.192 | -50103.1892 | -1522122.2033 | -49641.9739
10 | 13 | 17 | 26.7 | 17.2667 | 0.2366 | 1338.4238 | 0.17227 | 0 | 1338.4238 | 2.16 | 2.8663 | 0 | 0 | 0 | 0 | 25131.6926 | -23793.2688 | -33990.384 | 0 | -50137179.576 | -50137.1796 | -1523154.8226 | -49675.6514
10 | 13 | 18 | 25.2 | 0 | 0.2396 | 0 | 0.20089 | 0 | 0 | 0.96 | 2.0474 | 0 | 0 | 0 | 0 | 15037.0115 | -15037.0115 | -21481.445 | 0 | -50158661.0211 | -50158.661 | -1523807.4234 | -49696.9351
10 | 13 | 19 | 23.7 | 0 | 0.24 | 0 | 0.25415 | 0 | 0 | 0 | 1.3828 | 0 | 0 | 0 | 0 | 6913.8133 | -6913.8133 | -9876.8762 | 0 | -50168537.8972 | -50168.5379 | -1524107.4804 | -49706.721
10 | 13 | 20 | 22.2 | 0 | 0.24 | 0 | 0.29009 | 0 | 0 | 0 | 1.0463 | 0 | 0 | 0 | 0 | 5231.2734 | -5231.2734 | -7473.2477 | 0 | -50176011.1449 | -50176.0111 | -1524334.5158 | -49714.1255
10 | 13 | 21 | 21.7 | 0 | 0.24 | 0 | 0.30649 | 0 | 0 | 0 | 1.0045 | 0 | 0 | 0 | 0 | 5022.5243 | -5022.5243 | -7175.0348 | 0 | -50183186.1797 | -50183.1862 | -1524552.4915 | -49721.2345
10 | 13 | 22 | 21.1 | 0 | 0.24 | 0 | 0.30804 | 0 | 0 | 0 | 1.0818 | 0 | 0 | 0 | 0 | 5409.2234 | -5409.2234 | -7727.4619 | 0 | -50190913.6416 | -50190.9136 | -1524787.2499 | -49728.8908
10 | 13 | 23 | 20.6 | 0 | 0.24 | 0 | 0.31508 | 0 | 0 | 0 | 1.0075 | 0 | 0 | 0 | 0 | 5037.3535 | -5037.3535 | -7196.2193 | 0 | -50198109.8609 | -50198.1099 | -1525005.8692 | -49736.0208
10 | 14 | 0 | 20.4 | 0 | 0.24 | 0 | 0.34089 | 0 | 0 | 0 | 0.86762 | 0 | 0 | 0 | 0 | 4338.1013 | -4338.1013 | -6197.2876 | 0 | -50204307.1485 | -50204.3071 | -1525194.1412 | -49742.161
10 | 14 | 1 | 20.2 | 0 | 0.24 | 0 | 0.35019 | 0 | 0 | 0 | 0.81081 | 0 | 0 | 0 | 0 | 4054.0658 | -4054.0658 | -5791.5225 | 0 | -50210098.671 | -50210.0987 | -1525370.0862 | -49747.8992
10 | 14 | 2 | 20 | 0 | 0.24 | 0 | 0.34828 | 0 | 0 | 0 | 0.81515 | 0 | 0 | 0 | 0 | 4075.7391 | -4075.7391 | -5822.4845 | 0 | -50215921.1555 | -50215.9212 | -1525546.9718 | -49753.6681
10 | 14 | 3 | 19.8 | 0 | 0.24 | 0 | 0.33949 | 0 | 0 | 0 | 0.78321 | 0 | 0 | 0 | 0 | 3916.0404 | -3916.0404 | -5594.3435 | 0 | -50221515.499 | -50221.5155 | -1525716.9266 | -49759.211
10 | 14 | 4 | 19.6 | 0 | 0.24 | 0 | 0.34782 | 0 | 0 | 0 | 0.73941 | 0 | 0 | 0 | 0 | 3697.0251 | -3697.0251 | -5281.4644 | 0 | -50226796.9634 | -50226.797 | -1525877.3761 | -49764.4438
10 | 14 | 5 | 19.4 | 0 | 0.24 | 0 | 0.34149 | 0 | 0 | 0 | 0.81081 | 0 | 0 | 0 | 0 | 4054.0658 | -4054.0658 | -5791.5225 | 0 | -50232588.4859 | -50232.5885 | -1526053.3211 | -49770.182
10 | 14 | 6 | 19.6 | 1.6444 | 0.24 | 129.3007 | 0.32618 | 0 | 129.3007 | 0 | 0.88952 | 0 | 0 | 0 | 0 | 4447.609 | -4318.3083 | -6169.0119 | 0 | -50238757.4977 | -50238.7575 | -1526240.7341 | -49776.2942 | 1996164.6398 | 55715101.4553
10 | 14 | 7 | 19.8 | 30.4222 | 0.24 | 2392.0628 | 0.33323 | 0 | 2392.0628 | 0 | 0.91804 | 0 | 0 | 0 | 0 | 4590.1971 | -2198.1343 | -3140.1919 | 0 | -50241897.6896 | -50241.8977 | -1526336.1323 | -49779.4055
10 | 14 | 8 | 20 | 81.4 | 0.24 | 6400.3843 | 0.32273 | 0 | 6400.3843 | 0 | 1.0269 | 0 | 0 | 0 | 0 | 5134.3134 | 1266.0709 | 0 | 886.2496 | -50241011.44 | -50241.0114 | -1526309.2083 | -49778.5274
10 | 14 | 9 | 22.2 | 104.4222 | 0.24 | 8210.594 | 0.28941 | 0 | 8210.594 | 0 | 1.0771 | 0 | 0 | 0 | 0 | 5385.2685 | 2825.3255 | 0 | 1977.7278 | -50239033.7121 | -50239.0337 | -1526249.1254 | -49776.5679
10 | 14 | 10 | 24.5 | 167.1713 | 0.24 | 13144.4762 | 0.28096 | 0 | 13144.4762 | 0.4 | 0.69846 | 0 | 0 | 0 | 0 | 5492.3086 | 7652.1676 | 0 | 5356.5173 | -50233677.1948 | -50233.6772 | -1526086.3958 | -49771.2607
10 | 14 | 11 | 26.7 | 327.9638 | 0.2366 | 25422.0822 | 0.28615 | 0 | 25422.0822 | 2.16 | 0 | 0 | 0 | 0 | 0 | 10800 | 14622.0822 | 0 | 10235.4575 | -50223441.7373 | -50223.4417 | -1525775.4452 | -49761.1195
10 | 14 | 12 | 27.8 | 432.4583 | 0.2344 | 33210.2579 | 0.30005 | 0 | 33210.2579 | 3.04 | 0 | 0 | 0 | 0 | 0 | 15200 | 18010.2579 | 0 | 12607.1805 | -50210834.5568 | -50210.8346 | -1525392.4422 | -49748.6283
10 | 14 | 13 | 28.9 | 358.3137 | 0.2322 | 27258.1313 | 0.30288 | 0 | 27258.1313 | 3.92 | 0 | 0 | 0 | 0 | 0 | 19600 | 7658.1313 | 0 | 5360.6919 | -50205473.8649 | -50205.4739 | -1525229.5858 | -49743.317
10 | 14 | 14 | 30 | 665.8372 | 0.23 | 50172.567 | 0.35932 | 0 | 50172.567 | 4.8 | 0 | 0 | 0 | 0 | 0 | 24000 | 26172.567 | 0 | 18320.7969 | -50187153.068 | -50187.1531 | -1524673.0046 | -49725.1648
10 | 14 | 15 | 29.3 | 203.5605 | 0.2314 | 15432.1828 | 0.43389 | 0 | 15432.1828 | 4.24 | 1.1023 | 0 | 0 | 0 | 0 | 26711.5134 | -11279.3306 | -16113.3294 | 0 | -50203266.3974 | -50203.2664 | -1525162.5235 | -49741.1299
10 | 14 | 16 | 28.5 | 135.1174 | 0.233 | 10314.2501 | 0.47858 | 0 | 10314.2501 | 3.6 | 1.8769 | 0 | 0 | 0 | 0 | 27384.371 | -17070.1209 | -24385.887 | 0 | -50227652.2845 | -50227.6523 | -1525903.3605 | -49765.2913
10 | 14 | 17 | 27.8 | 29.6242 | 0.2344 | 2274.9619 | 0.51527 | 0 | 2274.9619 | 3.04 | 1.6784 | 0 | 0 | 0 | 0 | 23592.2437 | -21317.2818 | -30453.2598 | 0 | -50258105.5442 | -50258.1055 | -1526828.5229 | -49795.4642
10 | 14 | 18 | 26.9 | 0 | 0.2362 | 0 | 0.52634 | 0 | 0 | 2.32 | 0.65616 | 0 | 0 | 0 | 0 | 14880.7863 | -14880.7863 | -21258.2661 | 0 | -50279363.8103 | -50279.3638 | -1527474.3436 | -49816.5268
10 | 14 | 19 | 25.9 | 0 | 0.2382 | 0 | 0.56306 | 0 | 0 | 1.52 | 0.044495 | 0 | 0 | 0 | 0 | 7822.4758 | -7822.4758 | -11174.9654 | 0 | -50290538.7757 | -50290.5388 | -1527813.8362 | -49827.5989
10 | 14 | 20 | 25 | 0 | 0.24 | 0 | 0.61842 | 0 | 0 | 0.8 | 0.36709 | 0 | 0 | 0 | 0 | 5835.4746 | -5835.4746 | -8336.3923 | 0 | -50298875.1681 | -50298.8752 | -1528067.0937 | -49835.8585
10 | 14 | 21 | 24.3 | 0 | 0.24 | 0 | 0.64368 | 0 | 0 | 0.24 | 0.83849 | 0 | 0 | 0 | 0 | 5392.4573 | -5392.4573 | -7703.5105 | 0 | -50306578.6786 | -50306.5787 | -1528301.1244 | -49843.4911
10 | 14 | 22 | 23.5 | 0 | 0.24 | 0 | 0.64788 | 0 | 0 | 0 | 1.0905 | 0 | 0 | 0 | 0 | 5452.5701 | -5452.5701 | -7789.3859 | 0 | -50314368.0645 | -50314.3681 | -1528537.764 | -49851.2088
10 | 14 | 23 | 22.8 | 0 | 0.24 | 0 | 0.63613 | 0 | 0 | 0 | 1.0426 | 0 | 0 | 0 | 0 | 5213.0221 | -5213.0221 | -7447.1744 | 0 | -50321815.2389 | -50321.8152 | -1528764.0073 | -49858.5874
10 | 15 | 0 | 22.6 | 0 | 0.24 | 0 | 0.62476 | 0 | 0 | 0 | 0.8699 | 0 | 0 | 0 | 0 | 4349.5084 | -4349.5084 | -6213.5834 | 0 | -50328028.8223 | -50328.0288 | -1528952.7743 | -49864.7438
10 | 15 | 1 | 22.4 | 0 | 0.24 | 0 | 0.61313 | 0 | 0 | 0 | 0.79028 | 0 | 0 | 0 | 0 | 3951.4023 | -3951.4023 | -5644.8604 | 0 | -50333673.6827 | -50333.6737 | -1529124.2638 | -49870.3367
10 | 15 | 2 | 22.2 | 0 | 0.24 | 0 | 0.57918 | 0 | 0 | 0 | 0.75606 | 0 | 0 | 0 | 0 | 3780.2965 | -3780.2965 | -5400.4236 | 0 | -50339074.1063 | -50339.0741 | -1529288.3273 | -49875.6874
10 | 15 | 3 | 22 | 0 | 0.24 | 0 | 0.56369 | 0 | 0 | 0 | 0.77066 | 0 | 0 | 0 | 0 | 3853.3017 | -3853.3017 | -5504.7167 | 0 | -50344578.823 | -50344.5788 | -1529455.5592 | -49881.1415
10 | 15 | 4 | 21.9 | 0 | 0.24 | 0 | 0.54523 | 0 | 0 | 0 | 0.78001 | 0 | 0 | 0 | 0 | 3900.0706 | -3900.0706 | -5571.5294 | 0 | -50350150.3524 | -50350.1504 | -1529624.8208 | -49886.6617
10 | 15 | 5 | 21.7 | 0 | 0.24 | 0 | 0.5238 | 0 | 0 | 0 | 0.8318 | 0 | 0 | 0 | 0 | 4159.0106 | -4159.0106 | -5941.4437 | 0 | -50356091.7961 | -50356.0918 | -1529805.3204 | -49892.5484
10 | 15 | 6 | 22.1 | 1.6444 | 0.24 | 129.3007 | 0.49506 | 0 | 129.3007 | 0 | 0.80214 | 0 | 0 | 0 | 0 | 4010.719 | -3881.4183 | -5544.8832 | 0 | -50361636.6793 | -50361.6367 | -1529973.7725 | -49898.0423
10 | 15 | 7 | 22.4 | 37 | 0.24 | 2909.2656 | 0.49985 | 0 | 2909.2656 | 0 | 0.83751 | 0 | 0 | 0 | 0 | 4187.5282 | -1278.2626 | -1826.0895 | 0 | -50363462.7688 | -50363.4628 | -1530029.2487 | -49899.8516
10 | 15 | 8 | 22.8 | 69.8889 | 0.24 | 5495.2795 | 0.49631 | 0 | 5495.2795 | 0 | 0.91416 | 0 | 0 | 0 | 0 | 4570.8051 | 924.4743 | 0 | 647.132 | -50362815.6368 | -50362.8156 | -1530009.589 | -49899.2104
10 | 15 | 9 | 24.3 | 80.5778 | 0.24 | 6335.734 | 0.50399 | 0 | 6335.734 | 0.24 | 0.70115 | 0 | 0 | 0 | 0 | 4705.7529 | 1629.9811 | 0 | 1140.9868 | -50361674.65 | -50361.6747 | -1529974.9261 | -49898.0799
10 | 15 | 10 | 25.7 | 106.0667 | 0.2386 | 8291.2453 | 0.51075 | 0 | 8291.2453 | 1.36 | 0 | 0 | 0 | 0 | 0 | 6800 | 1491.2453 | 0 | 1043.8717 | -50360630.7783 | -50360.6308 | -1529943.2135 | -49897.0456
10 | 15 | 11 | 27.2 | 109.3556 | 0.2356 | 8440.857 | 0.51736 | 0 | 8440.857 | 2.56 | 0 | 0 | 0 | 0 | 0 | 12800 | -4359.143 | -6227.3471 | 0 | -50366858.1254 | -50366.8581 | -1530132.3987 | -49903.2157
10 | 15 | 12 | 27.6 | 106.8889 | 0.2348 | 8222.4466 | 0.49091 | 0 | 8222.4466 | 2.88 | 0 | 0 | 0 | 0 | 0 | 14400 | -6177.5534 | -8825.0763 | 0 | -50375683.2017 | -50375.6832 | -1530400.5023 | -49911.9595
10 | 15 | 13 | 27.9 | 115.1111 | 0.2342 | 8832.3149 | 0.476 | 0 | 8832.3149 | 3.12 | 0 | 0 | 0 | 0 | 0 | 15600 | -6767.6851 | -9668.1216 | 0 | -50385351.3234 | -50385.3513 | -1530694.2174 | -49921.5386
10 | 15 | 14 | 28.3 | 243.7675 | 0.2334 | 18640.0476 | 0.45903 | 0 | 18640.0476 | 3.44 | 0.83354 | 0 | 0 | 0 | 0 | 21367.6827 | -2727.635 | -3896.6215 | 0 | -50389247.9449 | -50389.2479 | -1530812.5958 | -49925.3994
10 | 15 | 15 | 27.9 | 506.1904 | 0.2342 | 38839.2845 | 0.46438 | 0 | 38839.2845 | 3.12 | 2.2365 | 0 | 0 | 0 | 0 | 26782.5304 | 12056.7542 | 0 | 8439.7279 | -50380808.2169 | -50380.8082 | -1530556.199 | -49917.0373
10 | 15 | 16 | 27.6 | 324.115 | 0.2348 | 24932.6042 | 0.50455 | 0 | 24932.6042 | 2.88 | 2.7 | 0 | 0 | 0 | 0 | 27900.0767 | -2967.4725 | -4239.2465 | 0 | -50385047.4634 | -50385.0475 | -1530684.9862 | -49921.2376
10 | 15 | 17 | 27.2 | 70.0772 | 0.2356 | 5409.0665 | 0.54732 | 0 | 5409.0665 | 2.56 | 2.1656 | 0 | 0 | 0 | 0 | 23628.0571 | -18218.9907 | -26027.1296 | 0 | -50411074.593 | -50411.0746 | -1531475.6838 | -49947.0251
10 | 15 | 18 | 26.3 | 0 | 0.2374 | 0 | 0.52672 | 0 | 0 | 1.84 | 0.7151 | 0 | 0 | 0 | 0 | 12775.4963 | -12775.4963 | -18250.709 | 0 | -50429325.302 | -50429.3253 | -1532030.1358 | -49965.1078
10 | 15 | 19 | 25.3 | 0 | 0.2394 | 0 | 0.49539 | 0 | 0 | 1.04 | 0.28846 | 0 | 0 | 0 | 0 | 6642.2977 | -6642.2977 | -9488.9967 | 0 | -50438814.2987 | -50438.8143 | -1532318.4091 | -49974.5095 | 962710.8613 | 54881704.4778
10 | 15 | 20 | 24.4 | 0 | 0.24 | 0 | 0.51211 | 0 | 0 | 0.32 | 0.703 | 0 | 0 | 0 | 0 | 5115.0006 | -5115.0006 | -7307.1438 | 0 | -50446121.4424 | -50446.1214 | -1532540.3983 | -49981.7493 | 963700.4369 | 54890001.1971
10 | 15 | 21 | 24 | 0 | 0.24 | 0 | 0.5125 | 0 | 0 | 0 | 0.9566 | 0 | 0 | 0 | 0 | 4782.9763 | -4782.9763 | -6832.8233 | 0 | -50452954.2657 | -50452.9543 | -1532747.9777 | -49988.5193
10 | 15 | 22 | 23.7 | 0 | 0.24 | 0 | 0.48784 | 0 | 0 | 0 | 1.0043 | 0 | 0 | 0 | 0 | 5021.3836 | -5021.3836 | -7173.4052 | 0 | -50460127.6709 | -50460.1277 | -1532965.9039 | -49995.6266
10 | 15 | 23 | 23.3 | 0 | 0.24 | 0 | 0.46765 | 0 | 0 | 0 | 1.0218 | 0 | 0 | 0 | 0 | 5109.2179 | -5109.2179 | -7298.8827 | 0 | -50467426.5536 | -50467.4266 | -1533187.6421 | -50002.8583
10 | 16 | 0 | 23.1 | 0 | 0.24 | 0 | 0.48942 | 0 | 0 | 0 | 0.90914 | 0 | 0 | 0 | 0 | 4545.7096 | -4545.7096 | -6493.8709 | 0 | -50473920.4245 | -50473.9204 | -1533384.9243 | -50009.2924
10 | 16 | 1 | 23 | 0 | 0.24 | 0 | 0.48413 | 0 | 0 | 0 | 0.74077 | 0 | 0 | 0 | 0 | 3703.8693 | -3703.8693 | -5291.2419 | 0 | -50479211.6664 | -50479.2117 | -1533545.6709 | -50014.535
10 | 16 | 2 | 22.8 | 0 | 0.24 | 0 | 0.46349 | 0 | 0 | 0 | 0.80488 | 0 | 0 | 0 | 0 | 4024.4074 | -4024.4074 | -5749.1535 | 0 | -50484960.8198 | -50484.9608 | -1533720.3287 | -50020.2312
10 | 16 | 3 | 22.8 | 0 | 0.24 | 0 | 0.46005 | 0 | 0 | 0 | 0.88861 | 0 | 0 | 0 | 0 | 4443.0462 | -4443.0462 | -6347.2088 | 0 | -50491308.0287 | -50491.308 | -1533913.1553 | -50026.52
10 | 16 | 4 | 22.8 | 0 | 0.24 | 0 | 0.42014 | 0 | 0 | 0 | 0.75834 | 0 | 0 | 0 | 0 | 3791.7036 | -3791.7036 | -5416.7194 | 0 | -50496724.7481 | -50496.7247 | -1534077.7139 | -50031.8868
10 | 16 | 5 | 22.8 | 0 | 0.24 | 0 | 0.39955 | 0 | 0 | 0 | 0.6226 | 0 | 0 | 0 | 0 | 3112.9841 | -3112.9841 | -4447.1201 | 0 | -50501171.8682 | -50501.1719 | -1534212.8162 | -50036.293
10 | 16 | 6 | 23.3 | 4.3207 | 0.24 | 339.7303 | 0.40143 | 0 | 339.7303 | 0 | 0.64016 | 0 | 0 | 0 | 0 | 3200.8184 | -2861.0881 | -4087.2687 | 0 | -50505259.1369 | -50505.2591 | -1534336.9864 | -50040.3427 | 970886.8391 | 54956325.2939
10 | 16 | 7 | 23.9 | 71.9819 | 0.24 | 5659.8523 | 0.37904 | 0 | 5659.8523 | 0 | 0.69013 | 0 | 0 | 0 | 0 | 3450.6328 | 2209.2195 | 0 | 1546.4537 | -50503712.6833 | -50503.7127 | -1534290.0056 | -50038.8104
10 | 16 | 8 | 24.4 | 148.4424 | 0.24 | 11671.8439 | 0.33515 | 0 | 11671.8439 | 0.32 | 0.47668 | 0 | 0 | 0 | 0 | 3983.4212 | 7688.4227 | 0 | 5381.8959 | -50498330.7874 | -50498.3308 | -1534126.5049 | -50033.4781
10 | 16 | 9 | 25.3 | 634.2703 | 0.2394 | 49747.2303 | 0.31372 | 0 | 49747.2303 | 1.04 | 0 | 0 | 0 | 0 | 0 | 5200 | 44547.2303 | 0 | 31183.0612 | -50467147.7262 | -50467.1477 | -1533179.1714 | -50002.5821
10 | 16 | 10 | 26.3 | 844.1255 | 0.2374 | 65653.5421 | 0.30956 | 0 | 65653.5421 | 1.84 | 0 | 0 | 0 | 0 | 0 | 9200 | 56453.5421 | 0 | 39517.4794 | -50427630.2467 | -50427.6302 | -1531978.6404 | -49963.4284
10 | 16 | 11 | 27.2 | 958.2806 | 0.2356 | 73967.0659 | 0.28601 | 0 | 73967.0659 | 2.56 | 0 | 0 | 0 | 0 | 0 | 12800 | 61167.0659 | 0 | 42816.9461 | -50384813.3006 | -50384.8133 | -1530677.8724 | -49921.0056
10 | 16 | 12 | 26.7 | 977.9324 | 0.2366 | 75804.3219 | 0.26772 | 0 | 75804.3219 | 2.16 | 0 | 0 | 0 | 0 | 0 | 10800 | 65004.3219 | 0 | 45503.0253 | -50339310.2753 | -50339.3103 | -1529295.502 | -49875.9214
10 | 16 | 13 | 26.1 | 915.1722 | 0.2378 | 71299.2677 | 0.26545 | 0 | 71299.2677 | 1.68 | 0.013061 | 0 | 0 | 0 | 0 | 8465.3027 | 62833.965 | 0 | 43983.7755 | -50295326.4998 | -50295.3265 | -1527959.2861 | -49832.3425
10 | 16 | 14 | 25.6 | 776.7675 | 0.2388 | 60770.9158 | 0.25919 | 0 | 60770.9158 | 1.28 | 2.0042 | 0 | 0 | 0 | 0 | 16420.7659 | 44350.1498 | 0 | 31045.1049 | -50264281.3949 | -50264.2814 | -1527016.1436 | -49801.5832
10 | 16 | 15 | 25.2 | 564.7242 | 0.2396 | 44329.5811 | 0.25134 | 0 | 44329.5811 | 0.96 | 3.4459 | 0 | 0 | 0 | 0 | 22029.5335 | 22300.0477 | 0 | 15610.0334 | -50248671.3616 | -50248.6714 | -1526541.9148 | -49786.1168
10 | 16 | 16 | 24.8 | 326.1467 | 0.24 | 25644.525 | 0.24711 | 0 | 25644.525 | 0.64 | 4.1222 | 0 | 0 | 0 | 0 | 23811.2356 | 1833.2894 | 0 | 1283.3026 | -50247388.059 | -50247.3881 | -1526502.9284 | -49784.8454
10 | 16 | 17 | 24.4 | 59.3022 | 0.24 | 4662.8646 | 0.22168 | 0 | 4662.8646 | 0.32 | 3.9636 | 0 | 0 | 0 | 0 | 21417.9572 | -16755.0927 | -23935.8467 | 0 | -50271323.9056 | -50271.3239 | -1527230.0933 | -49808.5609
10 | 16 | 18 | 24.2 | 0 | 0.24 | 0 | 0.20692 | 0 | 0 | 0.16 | 2.6111 | 0 | 0 | 0 | 0 | 13855.6135 | -13855.6135 | -19793.7336 | 0 | -50291117.6392 | -50291.1176 | -1527831.422 | -49828.1724
10 | 16 | 19 | 24.1 | 0 | 0.24 | 0 | 0.21644 | 0 | 0 | 0.08 | 1.2352 | 0 | 0 | 0 | 0 | 6575.8992 | -6575.8992 | -9394.1418 | 0 | -50300511.781 | -50300.5118 | -1528116.8136 | -49837.4801
10 | 16 | 20 | 23.9 | 0 | 0.24 | 0 | 0.22973 | 0 | 0 | 0 | 0.96253 | 0 | 0 | 0 | 0 | 4812.6346 | -4812.6346 | -6875.1923 | 0 | -50307386.9733 | -50307.387 | -1528325.6802 | -49844.292
10 | 16 | 21 | 24.1 | 0 | 0.24 | 0 | 0.2453 | 0 | 0 | 0.08 | 0.97852 | 0 | 0 | 0 | 0 | 5292.6061 | -5292.6061 | -7560.8658 | 0 | -50314947.8391 | -50314.9478 | -1528555.3774 | -49851.7832
10 | 16 | 22 | 24.2 | 0 | 0.24 | 0 | 0.23664 | 0 | 0 | 0.16 | 0.87451 | 0 | 0 | 0 | 0 | 5172.5666 | -5172.5666 | -7389.3809 | 0 | -50322337.22 | -50322.3372 | -1528779.8649 | -49859.1046
10 | 16 | 23 | 24.4 | 0 | 0.24 | 0 | 0.25178 | 0 | 0 | 0.32 | 0.58437 | 0 | 0 | 0 | 0 | 4521.834 | -4521.834 | -6459.7629 | 0 | -50328796.9829 | -50328.797 | -1528976.1109 | -49865.5049
10 | 17 | 0 | 24.6 | 0 | 0.24 | 0 | 0.26657 | 0 | 0 | 0.48 | 0.33095 | 0 | 0 | 0 | 0 | 4054.7549 | -4054.7549 | -5792.507 | 0 | -50334589.4898 | -50334.5895 | -1529152.0858 | -49871.2441
10 | 17 | 1 | 24.8 | 0 | 0.24 | 0 | 0.28062 | 0 | 0 | 0.64 | 0.083695 | 0 | 0 | 0 | 0 | 3618.4748 | -3618.4748 | -5169.2497 | 0 | -50339758.7395 | -50339.7587 | -1529309.1263 | -49876.3657
10 | 17 | 2 | 25 | 0 | 0.24 | 0 | 0.29681 | 0 | 0 | 0.8 | 0 | 0 | 0 | 0 | 0 | 4000 | -4000 | -5714.2857 | 0 | -50345473.0252 | -50345.473 | -1529482.7248 | -49882.0274
10 | 17 | 3 | 22.6 | 0 | 0.24 | 0 | 0.31211 | 0 | 0 | 0 | 0.68488 | 0 | 0 | 0 | 0 | 3424.3966 | -3424.3966 | -4891.9951 | 0 | -50350365.0203 | -50350.365 | -1529631.3424 | -49886.8744
10 | 17 | 4 | 20.2 | 0 | 0.24 | 0 | 0.32281 | 0 | 0 | 0 | 0.63651 | 0 | 0 | 0 | 0 | 3182.5671 | -3182.5671 | -4546.5244 | 0 | -50354911.5447 | -50354.9115 | -1529769.4646 | -49891.3791
10 | 17 | 5 | 17.8 | 0 | 0.24 | 0 | 0.31522 | 0 | 0 | 0 | 0.60412 | 0 | 0 | 0 | 0 | 3020.587 | -3020.587 | -4315.1243 | 0 | -50359226.669 | -50359.2267 | -1529900.557 | -49895.6545
10 | 17 | 6 | 18.2 | 14.1307 | 0.24 | 1111.0799 | 0.33202 | 0 | 1111.0799 | 0 | 0.58427 | 0 | 0 | 0 | 0 | 2921.3456 | -1810.2658 | -2586.094 | 0 | -50361812.7629 | -50361.8128 | -1529979.1219 | -49898.2167
10 | 17 | 7 | 18.5 | 173.6448 | 0.24 | 13653.4848 | 0.31794 | 0 | 13653.4848 | 0 | 0.66959 | 0 | 0 | 0 | 0 | 3347.9693 | 10305.5154 | 0 | 7213.8608 | -50354598.9021 | -50354.5989 | -1529759.9666 | -49891.0693
10 | 17 | 8 | 18.9 | 463.6779 | 0.24 | 36458.4365 | 0.30244 | 0 | 36458.4365 | 0 | 0.77271 | 0 | 0 | 0 | 0 | 3863.568 | 32594.8685 | 0 | 22816.4079 | -50331782.4942 | -50331.7825 | -1529066.8099 | -49868.4629
10 | 17 | 9 | 20.4 | 688.9755 | 0.24 | 54173.3164 | 0.24707 | 0 | 54173.3164 | 0 | 0.74511 | 0 | 0 | 0 | 0 | 3725.5427 | 50447.7737 | 0 | 35313.4416 | -50296469.0526 | -50296.4691 | -1527993.9965 | -49833.4745
10 | 17 | 10 | 21.8 | 841.4482 | 0.24 | 66162.0589 | 0.2411 | 0 | 66162.0589 | 0 | 0.68283 | 0 | 0 | 0 | 0 | 3414.1302 | 62747.9286 | 0 | 43923.55 | -50252545.5025 | -50252.5455 | -1526659.6102 | -49789.9553
10 | 17 | 11 | 23.3 | 955.7759 | 0.24 | 75151.5082 | 0.24007 | 0 | 75151.5082 | 0 | 0.63218 | 0 | 0 | 0 | 0 | 3160.8937 | 71990.6145 | 0 | 50393.4302 | -50202152.0724 | -50202.1521 | -1525128.6706 | -49740.0258
10 | 17 | 12 | 24.2 | 973.9608 | 0.24 | 76581.3693 | 0.24602 | 0 | 76581.3693 | 0.16 | 0.56789 | 0 | 0 | 0 | 0 | 3639.4591 | 72941.9103 | 0 | 51059.3372 | -50151092.7352 | -50151.0927 | -1523577.5008 | -49689.4365
10 | 17 | 13 | 25.2 | 912.2474 | 0.2396 | 71609.3668 | 0.26426 | 0 | 71609.3668 | 0.96 | 0.60259 | 0 | 0 | 0 | 0 | 7812.9264 | 63796.4404 | 0 | 44657.5083 | -50106435.2269 | -50106.4352 | -1522220.817 | -49645.19
10 | 17 | 14 | 26.1 | 773.2932 | 0.2378 | 60245.755 | 0.28604 | 0 | 60245.755 | 1.68 | 1.6258 | 0 | 0 | 0 | 0 | 16528.9467 | 43716.8083 | 0 | 30601.7658 | -50075833.4611 | -50075.8335 | -1521291.1431 | -49614.87
10 | 17 | 15 | 25.4 | 572.2588 | 0.2392 | 44846.0327 | 0.32147 | 0 | 44846.0327 | 1.12 | 3.2735 | 0 | 0 | 0 | 0 | 21967.4046 | 22878.628 | 0 | 16015.0396 | -50059818.4215 | -50059.8184 | -1520804.6103 | -49599.0024
10 | 17 | 16 | 24.6 | 316.2938 | 0.24 | 24869.8023 | 0.34311 | 0 | 24869.8023 | 0.48 | 4.1617 | 0 | 0 | 0 | 0 | 23208.3334 | 1661.469 | 0 | 1163.0283 | -50058655.3932 | -50058.6554 | -1520769.2778 | -49597.85
10 | 17 | 17 | 23.9 | 49.1238 | 0.24 | 3862.5433 | 0.35113 | 0 | 3862.5433 | 0 | 4.227 | 0 | 0 | 0 | 0 | 21134.9832 | -17272.4399 | -24674.9142 | 0 | -50083330.3074 | -50083.3303 | -1521518.8954 | -49622.2978
10 | 17 | 18 | 22.6 | 0 | 0.24 | 0 | 0.35269 | 0 | 0 | 0 | 2.8582 | 0 | 0 | 0 | 0 | 14290.7529 | -14290.7529 | -20415.3613 | 0 | -50103745.6686 | -50103.7457 | -1522139.1089 | -49642.5252
10 | 17 | 19 | 21.3 | 0 | 0.24 | 0 | 0.41907 | 0 | 0 | 0 | 1.3157 | 0 | 0 | 0 | 0 | 6578.446 | -6578.446 | -9397.78 | 0 | -50113143.4487 | -50113.1434 | -1522424.6111 | -49651.8365
10 | 17 | 20 | 20 | 0 | 0.24 | 0 | 0.40914 | 0 | 0 | 0 | 0.90116 | 0 | 0 | 0 | 0 | 4505.785 | -4505.785 | -6436.8356 | 0 | -50119580.2843 | -50119.5803 | -1522620.1605 | -49658.2141
10 | 17 | 21 | 18.9 | 0 | 0.24 | 0 | 0.37189 | 0 | 0 | 0 | 0.96207 | 0 | 0 | 0 | 0 | 4810.3532 | -4810.3532 | -6871.9331 | 0 | -50126452.2175 | -50126.4522 | -1522828.9281 | -49665.0228
10 | 17 | 22 | 17.8 | 0 | 0.24 | 0 | 0.35299 | 0 | 0 | 0 | 0.95363 | 0 | 0 | 0 | 0 | 4768.1471 | -4768.1471 | -6811.6387 | 0 | -50133263.8562 | -50133.2639 | -1523035.864 | -49671.7717
10 | 17 | 23 | 16.7 | 0 | 0.24 | 0 | 0.33642 | 0 | 0 | 0 | 0.86785 | 0 | 0 | 0 | 0 | 4339.242 | -4339.242 | -6198.9172 | 0 | -50139462.7734 | -50139.4628 | -1523224.1855 | -49677.9136
10 | 18 | 0 | 15.9 | 0 | 0.24 | 0 | 0.3366 | 0 | 0 | 0 | 0.68146 | 0 | 0 | 0 | 0 | 3407.286 | -3407.286 | -4867.5514 | 0 | -50144330.3248 | -50144.3303 | -1523372.0605 | -49682.7363
10 | 18 | 1 | 15.2 | 0 | 0.24 | 0 | 0.33357 | 0 | 0 | 0 | 0.67165 | 0 | 0 | 0 | 0 | 3358.2357 | -3358.2357 | -4797.4795 | 0 | -50149127.8043 | -50149.1278 | -1523517.8067 | -49687.4896
10 | 18 | 2 | 14.4 | 0 | 0.24 | 0 | 0.32469 | 0 | 0 | 0 | 0.70199 | 0 | 0 | 0 | 0 | 3509.9494 | -3509.9494 | -5014.2135 | 0 | -50154142.0178 | -50154.142 | -1523670.1372 | -49692.4577
10 | 18 | 3 | 14.4 | 0 | 0.24 | 0 | 0.32717 | 0 | 0 | 0 | 0.68305 | 0 | 0 | 0 | 0 | 3415.2709 | -3415.2709 | -4878.9585 | 0 | -50159020.9763 | -50159.021 | -1523818.3588 | -49697.2917
10 | 18 | 4 | 14.4 | 0 | 0.24 | 0 | 0.32518 | 0 | 0 | 0 | 0.61621 | 0 | 0 | 0 | 0 | 3081.0443 | -3081.0443 | -4401.4919 | 0 | -50163422.4682 | -50163.4225 | -1523952.075 | -49701.6527
10 | 18 | 5 | 14.4 | 0 | 0.24 | 0 | 0.33356 | 0 | 0 | 0 | 0.66024 | 0 | 0 | 0 | 0 | 3301.2004 | -3301.2004 | -4716.0006 | 0 | -50168138.4688 | -50168.1385 | -1524095.3459 | -49706.3253
10 | 18 | 6 | 15.5 | 11.2637 | 0.24 | 885.6501 | 0.35372 | 0 | 885.6501 | 0 | 0.62419 | 0 | 0 | 0 | 0 | 3120.969 | -2235.3189 | -3193.3128 | 0 | -50171331.7815 | -50171.3318 | -1524192.3579 | -49709.4892
10 | 18 | 7 | 16.7 | 148.4572 | 0.24 | 11673.0087 | 0.34339 | 0 | 11673.0087 | 0 | 0.6575 | 0 | 0 | 0 | 0 | 3287.512 | 8385.4967 | 0 | 5869.8477 | -50165461.9338 | -50165.4619 | -1524014.0334 | -49703.6734
10 | 18 | 8 | 17.8 | 435.6728 | 0.24 | 34256.4328 | 0.30289 | 0 | 34256.4328 | 0 | 0.70153 | 0 | 0 | 0 | 0 | 3507.668 | 30748.7648 | 0 | 21524.1354 | -50143937.7985 | -50143.9378 | -1523360.1356 | -49682.3474
10 | 18 | 9 | 18.9 | 655.2799 | 0.24 | 51523.8733 | 0.27202 | 0 | 51523.8733 | 0 | 0.71089 | 0 | 0 | 0 | 0 | 3554.4369 | 47969.4364 | 0 | 33578.6054 | -50110359.193 | -50110.3592 | -1522340.0261 | -49649.0779
10 | 18 | 10 | 20 | 834.6124 | 0.24 | 65624.5682 | 0.27317 | 0 | 65624.5682 | 0 | 0.67256 | 0 | 0 | 0 | 0 | 3362.7985 | 62261.7697 | 0 | 43583.2388 | -50066775.9542 | -50066.776 | -1521015.9784 | -49605.8958
10 | 18 | 11 | 21.1 | 954.8926 | 0.24 | 75082.0563 | 0.28371 | 0 | 75082.0563 | 0 | 0.60982 | 0 | 0 | 0 | 0 | 3049.1046 | 72032.9517 | 0 | 50423.0662 | -50016352.8881 | -50016.3529 | -1519484.1384 | -49555.9369
10 | 18 | 12 | 22.2 | 969.73 | 0.24 | 76248.7071 | 0.2889 | 0 | 76248.7071 | 0 | 0.73393 | 0 | 0 | 0 | 0 | 3669.6481 | 72579.0589 | 0 | 50805.3412 | -49965547.5468 | -49965.5475 | -1517940.685 | -49505.5993
10 | 18 | 13 | 23.3 | 909.7779 | 0.24 | 71534.7424 | 0.27135 | 0 | 71534.7424 | 0 | 1.4825 | 0 | 0 | 0 | 0 | 7412.3014 | 64122.441 | 0 | 44885.7087 | -49920661.8381 | -49920.6618 | -1516577.0685 | -49461.1268
10 | 18 | 14 | 24.4 | 767.2573 | 0.24 | 60328.5206 | 0.26445 | 0 | 60328.5206 | 0.32 | 2.8555 | 0 | 0 | 0 | 0 | 15877.5528 | 44450.9678 | 0 | 31115.6775 | -49889546.1606 | -49889.5462 | -1515631.7821 | -49430.2975
10 | 18 | 15 | 23.5 | 556.3826 | 0.24 | 43747.6939 | 0.28183 | 0 | 43747.6939 | 0 | 4.1574 | 0 | 0 | 0 | 0 | 20787.0681 | 22960.6258 | 0 | 16072.438 | -49873473.7226 | -49873.4737 | -1515143.5055 | -49414.373
10 | 18 | 16 | 22.6 | 307.005 | 0.24 | 24139.437 | 0.29518 | 0 | 24139.437 | 0 | 4.4563 | 0 | 0 | 0 | 0 | 22281.3918 | 1858.0453 | 0 | 1300.6317 | -49872173.0909 | -49872.1731 | -1515103.9926 | -49413.0844
10 | 18 | 17 | 21.7 | 57.5645 | 0.24 | 4526.2272 | 0.30447 | 0 | 4526.2272 | 0 | 4.0694 | 0 | 0 | 0 | 0 | 20346.756 | -15820.5288 | -22600.7554 | 0 | -49894773.8463 | -49894.7738 | -1515790.5979 | -49435.4771
10 | 18 | 18 | 20.6 | 0 | 0.24 | 0 | 0.29967 | 0 | 0 | 0 | 2.6492 | 0 | 0 | 0 | 0 | 13245.8671 | -13245.8671 | -18922.6672 | 0 | -49913696.5135 | -49913.6965 | -1516365.4637 | -49454.2255
10 | 18 | 19 | 19.4 | 0 | 0.24 | 0 | 0.32906 | 0 | 0 | 0 | 1.1361 | 0 | 0 | 0 | 0 | 5680.7112 | -5680.7112 | -8115.3017 | 0 | -49921811.8152 | -49921.8118 | -1516612.0045 | -49462.2661
10 | 18 | 20 | 18.3 | 0 | 0.24 | 0 | 0.32424 | 0 | 0 | 0 | 0.84184 | 0 | 0 | 0 | 0 | 4209.2016 | -4209.2016 | -6013.1452 | 0 | -49927824.9604 | -49927.825 | -1516794.6823 | -49468.2239
10 | 18 | 21 | 17.2 | 0 | 0.24 | 0 | 0.31902 | 0 | 0 | 0 | 0.96663 | 0 | 0 | 0 | 0 | 4833.1673 | -4833.1673 | -6904.5247 | 0 | -49934729.4851 | -49934.7295 | -1517004.4401 | -49475.0649
10 | 18 | 22 | 16.1 | 0 | 0.24 | 0 | 0.28684 | 0 | 0 | 0 | 0.98466 | 0 | 0 | 0 | 0 | 4923.283 | -4923.283 | -7033.2614 | 0 | -49941762.7465 | -49941.7627 | -1517218.1088 | -49482.0334
10 | 18 | 23 | 15 | 0 | 0.24 | 0 | 0.2931 | 0 | 0 | 0 | 0.90321 | 0 | 0 | 0 | 0 | 4516.0513 | -4516.0513 | -6451.5019 | 0 | -49948214.2484 | -49948.2142 | -1517414.1037 | -49488.4255
10 | 19 | 0 | 14.3 | 0 | 0.24 | 0 | 0.27806 | 0 | 0 | 0 | 0.7369 | 0 | 0 | 0 | 0 | 3684.4773 | -3684.4773 | -5263.539 | 0 | -49953477.7874 | -49953.4778 | -1517574.0087 | -49493.6406
10 | 19 | 1 | 13.5 | 0 | 0.24 | 0 | 0.27771 | 0 | 0 | 0 | 0.67096 | 0 | 0 | 0 | 0 | 3354.8136 | -3354.8136 | -4792.5908 | 0 | -49958270.3782 | -49958.2704 | -1517719.6064 | -49498.3891
10 | 19 | 2 | 12.8 | 0 | 0.24 | 0 | 0.26767 | 0 | 0 | 0 | 0.72959 | 0 | 0 | 0 | 0 | 3647.9748 | -3647.9748 | -5211.3925 | 0 | -49963481.7707 | -49963.4818 | -1517877.9272 | -49503.5525
10 | 19 | 3 | 12.1 | 0 | 0.24 | 0 | 0.27316 | 0 | 0 | 0 | 0.70587 | 0 | 0 | 0 | 0 | 3529.3414 | -3529.3414 | -5041.9163 | 0 | -49968523.687 | -49968.5237 | -1518031.0994 | -49508.548
10 | 19 | 4 | 11.3 | 0 | 0.24 | 0 | 0.28428 | 0 | 0 | 0 | 0.68899 | 0 | 0 | 0 | 0 | 3444.9293 | -3444.9293 | -4921.3275 | 0 | -49973445.0145 | -49973.445 | -1518180.608 | -49513.424
10 | 19 | 5 | 10.6 | 0 | 0.24 | 0 | 0.29043 | 0 | 0 | 0 | 0.68739 | 0 | 0 | 0 | 0 | 3436.9443 | -3436.9443 | -4909.9205 | 0 | -49978354.935 | -49978.3549 | -1518329.7702 | -49518.2888
10 | 19 | 6 | 11.3 | 9.9011 | 0.24 | 778.5138 | 0.29155 | 0 | 778.5138 | 0 | 0.78115 | 0 | 0 | 0 | 0 | 3905.7741 | -3127.2603 | -4467.5147 | 0 | -49982822.4497 | -49982.8224 | -1518465.4921 | -49522.7152
10 | 19 | 7 | 12.1 | 144.1029 | 0.24 | 11330.6379 | 0.27945 | 0 | 11330.6379 | 0 | 0.92055 | 0 | 0 | 0 | 0 | 4602.7449 | 6727.893 | 0 | 4709.5251 | -49978112.9246 | -49978.1129 | -1518322.418 | -49518.049
10 | 19 | 8 | 12.8 | 433.6472 | 0.24 | 34097.1551 | 0.22221 | 0 | 34097.1551 | 0 | 0.9185 | 0 | 0 | 0 | 0 | 4592.4785 | 29504.6766 | 0 | 20653.2736 | -49957459.651 | -49957.4597 | -1517694.9767 | -49497.5858
10 | 19 | 9 | 15.2 | 653.7273 | 0.24 | 51401.7926 | 0.20387 | 0 | 51401.7926 | 0 | 0.83728 | 0 | 0 | 0 | 0 | 4186.3875 | 47215.405 | 0 | 33050.7835 | -49924408.8675 | -49924.4089 | -1516690.9023 | -49464.8393
10 | 19 | 10 | 17.6 | 854.9502 | 0.24 | 67223.7047 | 0.18115 | 0 | 67223.7047 | 0 | 0.87104 | 0 | 0 | 0 | 0 | 4355.2119 | 62868.4928 | 0 | 44007.945 | -49880400.9225 | -49880.4009 | -1515353.9521 | -49421.2365
10 | 19 | 11 | 20 | 949.6292 | 0.24 | 74668.2062 | 0.15291 | 0 | 74668.2062 | 0 | 0.88656 | 0 | 0 | 0 | 0 | 4432.7798 | 70235.4264 | 0 | 49164.7985 | -49831236.124 | -49831.2361 | -1513860.3379 | -49372.5242
10 | 19 | 12 | 20.6 | 958.0729 | 0.24 | 75332.124 | 0.12129 | 0 | 75332.124 | 0 | 0.9007 | 0 | 0 | 0 | 0 | 4503.5035 | 70828.6204 | 0 | 49580.0343 | -49781656.0897 | -49781.6561 | -1512354.1091 | -49323.4006
10 | 19 | 13 | 21.1 | 895.3446 | 0.24 | 70399.8681 | 0.091079 | 0 | 70399.8681 | 0 | 1.6266 | 0 | 0 | 0 | 0 | 8133.227 | 62266.6411 | 0 | 43586.6488 | -49738069.441 | -49738.0694 | -1511029.9577 | -49280.2152
10 | 19 | 14 | 21.7 | 729.9263 | 0.24 | 57393.2324 | 0.07534 | 0 | 57393.2324 | 0 | 3.2519 | 0 | 0 | 0 | 0 | 16259.6098 | 41133.6226 | 0 | 28793.5358 | -49709275.9052 | -49709.2759 | -1510155.2174 | -49251.6867
10 | 19 | 15 | 20.4 | 566.4112 | 0.24 | 44536.2318 | 0.066622 | 0 | 44536.2318 | 0 | 4.3764 | 0 | 0 | 0 | 0 | 21882.145 | 22654.0868 | 0 | 15857.8607 | -49693418.0444 | -49693.418 | -1509673.4596 | -49235.9748
10 | 19 | 16 | 19.1 | 315.6032 | 0.24 | 24815.5034 | 0.068384 | 0 | 24815.5034 | 0 | 4.5936 | 0 | 0 | 0 | 0 | 22968.0962 | 1847.4072 | 0 | 1293.185 | -49692124.8594 | -49692.1249 | -1509634.1729 | -49234.6935
10 | 19 | 17 | 17.8 | 56.2861 | 0.24 | 4425.7054 | 0.065542 | 0 | 4425.7054 | 0 | 4.0881 | 0 | 0 | 0 | 0 | 20440.2938 | -16014.5884 | -22877.9834 | 0 | -49715002.8428 | -49715.0028 | -1510329.2003 | -49257.3609
10 | 19 | 18 | 17.4 | 0 | 0.24 | 0 | 0.065736 | 0 | 0 | 0 | 2.831 | 0 | 0 | 0 | 0 | 14155.009 | -14155.009 | -20221.4414 | 0 | -49735224.2842 | -49735.2243 | -1510943.5226 | -49277.3962
10 | 19 | 19 | 17.1 | 0 | 0.24 | 0 | 0.084724 | 0 | 0 | 0 | 1.3554 | 0 | 0 | 0 | 0 | 6776.9287 | -6776.9287 | -9681.3267 | 0 | -49744905.611 | -49744.9056 | -1511237.6388 | -49286.9884
10 | 19 | 20 | 16.7 | 0 | 0.24 | 0 | 0.11106 | 0 | 0 | 0 | 1.0611 | 0 | 0 | 0 | 0 | 5305.4192 | -5305.4192 | -7579.1703 | 0 | -49752484.7812 | -49752.4848 | -1511467.8921 | -49294.4978
10 | 19 | 21 | 15.9 | 0 | 0.24 | 0 | 0.13524 | 0 | 0 | 0 | 1.0107 | 0 | 0 | 0 | 0 | 5053.3234 | -5053.3234 | -7219.0334 | 0 | -49759703.8146 | -49759.7038 | -1511687.2045 | -49301.6504
10 | 19 | 22 | 15.2 | 0 | 0.24 | 0 | 0.15674 | 0 | 0 | 0 | 1.0337 | 0 | 0 | 0 | 0 | 5168.5346 | -5168.5346 | -7383.6208 | 0 | -49767087.4355 | -49767.0874 | -1511911.517 | -49308.9661
10 | 19 | 23 | 14.4 | 0 | 0.24 | 0 | 0.19807 | 0 | 0 | 0 | 0.93218 | 0 | 0 | 0 | 0 | 4660.9208 | -4660.9208 | -6658.4583 | 0 | -49773745.8938 | -49773.7459 | -1512113.7993 | -49315.5632
10 | 20 | 0 | 13.7 | 0 | 0.24 | 0 | 0.23599 | 0 | 0 | 0 | 0.77956 | 0 | 0 | 0 | 0 | 3897.7892 | -3897.7892 | -5568.2702 | 0 | -49779314.164 | -49779.3142 | -1512282.9619 | -49321.0802
10 | 20 | 1 | 12.9 | 0 | 0.24 | 0 | 0.27211 | 0 | 0 | 0 | 0.73233 | 0 | 0 | 0 | 0 | 3661.6632 | -3661.6632 | -5230.9474 | 0 | -49784545.1115 | -49784.5451 | -1512441.8768 | -49326.263
10 | 20 | 2 | 12.2 | 0 | 0.24 | 0 | 0.30084 | 0 | 0 | 0 | 0.74328 | 0 | 0 | 0 | 0 | 3716.4171 | -3716.4171 | -5309.1672 | 0 | -49789854.2787 | -49789.8543 | -1512603.168 | -49331.5233
10 | 20 | 3 | 11.7 | 0 | 0.24 | 0 | 0.32711 | 0 | 0 | 0 | 0.70838 | 0 | 0 | 0 | 0 | 3541.8892 | -3541.8892 | -5059.8417 | 0 | -49794914.1204 | -49794.9141 | -1512756.8847 | -49336.5366
10 | 20 | 4 | 11.1 | 0 | 0.24 | 0 | 0.34958 | 0 | 0 | 0 | 0.71294 | 0 | 0 | 0 | 0 | 3564.7033 | -3564.7033 | -5092.4333 | 0 | -49800006.5537 | -49800.0066 | -1512911.5915 | -49341.5821
10 | 20 | 5 | 10.6 | 0 | 0.24 | 0 | 0.36295 | 0 | 0 | 0 | 0.72937 | 0 | 0 | 0 | 0 | 3646.834 | -3646.834 | -5209.7629 | 0 | -49805216.3166 | -49805.2163 | -1513069.8628 | -49346.7439
10 | 20 | 6 | 12.4 | 10.946 | 0.24 | 860.6669 | 0.38046 | 0 | 860.6669 | 0 | 0.7823 | 0 | 0 | 0 | 0 | 3911.4776 | -3050.8107 | -4358.301 | 0 | -49809574.6176 | -49809.5746 | -1513202.2669 | -49351.0621
10 | 20 | 7 | 14.3 | 155.341 | 0.24 | 12214.2759 | 0.37923 | 0 | 12214.2759 | 0 | 0.89523 | 0 | 0 | 0 | 0 | 4476.1266 | 7738.1493 | 0 | 5416.7045 | -49804157.9131 | -49804.1579 | -1513037.7088 | -49345.6953
10 | 20 | 8 | 16.1 | 449.9912 | 0.24 | 35382.2641 | 0.36432 | 0 | 35382.2641 | 0 | 0.93082 | 0 | 0 | 0 | 0 | 4654.0766 | 30728.1875 | 0 | 21509.7313 | -49782648.1818 | -49782.6482 | -1512384.2486 | -49324.3836
10 | 20 | 9 | 18.3 | 684.6047 | 0.24 | 53829.6483 | 0.33384 | 0 | 53829.6483 | 0 | 0.90047 | 0 | 0 | 0 | 0 | 4502.3628 | 49327.2854 | 0 | 34529.0998 | -49748119.082 | -49748.1191 | -1511335.2633 | -49290.1723
10 | 20 | 10 | 20.6 | 841.6198 | 0.24 | 66175.5535 | 0.34551 | 0 | 66175.5535 | 0 | 0.79005 | 0 | 0 | 0 | 0 | 3950.2616 | 62225.2919 | 0 | 43557.7043 | -49704561.3777 | -49704.5614 | -1510011.9912 | -49247.0156
10 | 20 | 11 | 22.8 | 836.3552 | 0.24 | 65761.6066 | 0.35579 | 0 | 65761.6066 | 0 | 0.71271 | 0 | 0 | 0 | 0 | 3563.5626 | 62198.044 | 0 | 43538.6308 | -49661022.7468 | -49661.0227 | -1508689.2986 | -49203.8777
10 | 20 | 12 | 23 | 939.6275 | 0.24 | 73881.7861 | 0.36396 | 0 | 73881.7861 | 0 | 0.84344 | 0 | 0 | 0 | 0 | 4217.1866 | 69664.5995 | 0 | 48765.2197 | -49612257.5272 | -49612.2575 | -1507207.8236 | -49155.5614
10 | 20 | 13 | 23.1 | 806.9263 | 0.24 | 63447.6481 | 0.37935 | 0 | 63447.6481 | 0 | 1.6257 | 0 | 0 | 0 | 0 | 8128.6642 | 55318.9839 | 0 | 38723.2888 | -49573534.2384 | -49573.5342 | -1506031.4199 | -49117.1946
10 | 20 | 14 | 23.3 | 689.4396 | 0.24 | 54209.8105 | 0.39697 | 0 | 54209.8105 | 0 | 3.4716 | 0 | 0 | 0 | 0 | 17358.1088 | 36851.7017 | 0 | 25796.1912 | -49547738.0472 | -49547.738 | -1505247.7381 | -49091.6358
10 | 20 | 15 | 22.6 | 507.0495 | 0.24 | 39868.697 | 0.41209 | 0 | 39868.697 | 0 | 4.5624 | 0 | 0 | 0 | 0 | 22811.8196 | 17056.8774 | 0 | 11939.8142 | -49535798.2331 | -49535.7982 | -1504885.0096 | -49079.8059
10 | 20 | 16 | 21.8 | 127.8191 | 0.24 | 10050.2652 | 0.41335 | 0 | 10050.2652 | 0 | 4.8923 | 0 | 0 | 0 | 0 | 24461.2791 | -14411.0139 | -20587.1628 | 0 | -49556385.3958 | -49556.3854 | -1505510.4424 | -49100.2036
10 | 20 | 17 | 21.1 | 32.7521 | 0.24 | 2575.2583 | 0.39235 | 0 | 2575.2583 | 0 | 4.4649 | 0 | 0 | 0 | 0 | 22324.7386 | -19749.4802 | -28213.5432 | 0 | -49584598.939 | -49584.5989 | -1506367.5627 | -49128.1574
10 | 20 | 18 | 19.6 | 0 | 0.24 | 0 | 0.36368 | 0 | 0 | 0 | 3.1716 | 0 | 0 | 0 | 0 | 15858.0816 | -15858.0816 | -22654.4023 | 0 | -49607253.3413 | -49607.2533 | -1507055.7977 | -49150.6033
10 | 20 | 19 | 18.2 | 0 | 0.24 | 0 | 0.37602 | 0 | 0 | 0 | 1.5354 | 0 | 0 | 0 | 0 | 7676.945 | -7676.945 | -10967.0643 | 0 | -49618220.4056 | -49618.2204 | -1507388.9743 | -49161.4694
10 | 20 | 20 | 16.7 | 0 | 0.24 | 0 | 0.39523 | 0 | 0 | 0 | 1.0718 | 0 | 0 | 0 | 0 | 5359.0323 | -5359.0323 | -7655.7605 | 0 | -49625876.1661 | -49625.8762 | -1507621.5544 | -49169.0547
10 | 20 | 21 | 15.6 | 0 | 0.24 | 0 | 0.40687 | 0 | 0 | 0 | 1.065 | 0 | 0 | 0 | 0 | 5324.8112 | -5324.8112 | -7606.8731 | 0 | -49633483.0392 | -49633.483 | -1507852.6493 | -49176.5915
10 | 20 | 22 | 14.4 | 0 | 0.24 | 0 | 0.4064 | 0 | 0 | 0 | 1.0558 | 0 | 0 | 0 | 0 | 5279.183 | -5279.183 | -7541.69 | 0 | -49641024.7292 | -49641.0247 | -1508081.7639 | -49184.0638
10 | 20 | 23 | 13.3 | 0 | 0.24 | 0 | 0.39537 | 0 | 0 | 0 | 0.9972 | 0 | 0 | 0 | 0 | 4986.0218 | -4986.0218 | -7122.8883 | 0 | -49648147.6174 | -49648.1476 | -1508298.1555 | -49191.1211
10 | 21 | 0 | 13.1 | 0 | 0.24 | 0 | 0.3913 | 0 | 0 | 0 | 0.79941 | 0 | 0 | 0 | 0 | 3997.0305 | -3997.0305 | -5710.0436 | 0 | -49653857.661 | -49653.8577 | -1508471.6251 | -49196.7786
10 | 21 | 1 | 13 | 0 | 0.24 | 0 | 0.3541 | 0 | 0 | 0 | 0.77773 | 0 | 0 | 0 | 0 | 3888.6635 | -3888.6635 | -5555.2336 | 0 | -49659412.8946 | -49659.4129 | -1508640.3917 | -49202.2827
10 | 21 | 2 | 12.8 | 0 | 0.24 | 0 | 0.31561 | 0 | 0 | 0 | 0.75652 | 0 | 0 | 0 | 0 | 3782.578 | -3782.578 | -5403.6828 | 0 | -49664816.5774 | -49664.8166 | -1508804.5542 | -49207.6366
10 | 21 | 3 | 12.8 | 0 | 0.24 | 0 | 0.27362 | 0 | 0 | 0 | 0.76518 | 0 | 0 | 0 | 0 | 3825.9247 | -3825.9247 | -5465.6068 | 0 | -49670282.1841 | -49670.2822 | -1508970.598 | -49213.0519
10 | 21 | 4 | 12.8 | 0 | 0.24 | 0 | 0.23432 | 0 | 0 | 0 | 0.81241 | 0 | 0 | 0 | 0 | 4062.0507 | -4062.0507 | -5802.9296 | 0 | -49676085.1137 | -49676.0851 | -1509146.8895 | -49218.8014
10 | 21 | 5 | 12.8 | 0 | 0.24 | 0 | 0.21476 | 0 | 0 | 0 | 0.86967 | 0 | 0 | 0 | 0 | 4348.3677 | -4348.3677 | -6211.9538 | 0 | -49682297.0675 | -49682.2971 | -1509335.6071 | -49224.9562
10 | 21 | 6 | 14.1 | 0.82222 | 0.24 | 64.6503 | 0.19779 | 0 | 64.6503 | 0 | 0.91827 | 0 | 0 | 0 | 0 | 4591.3378 | -4526.6875 | -6466.6964 | 0 | -49688763.7639 | -49688.7638 | -1509532.0637 | -49231.3634
10 | 21 | 7 | 15.4 | 16.4444 | 0.24 | 1293.0069 | 0.18482 | 0 | 1293.0069 | 0 | 0.85416 | 0 | 0 | 0 | 0 | 4270.7997 | -2977.7928 | -4253.9897 | 0 | -49693017.7536 | -49693.0178 | -1509661.2988 | -49235.5782
10 | 21 | 8 | 16.7 | 55.0889 | 0.24 | 4331.5732 | 0.15715 | 0 | 4331.5732 | 0 | 0.84686 | 0 | 0 | 0 | 0 | 4234.2972 | 97.2761 | 0 | 68.0933 | -49692949.6603 | -49692.9497 | -1509659.2302 | -49235.5107
10 | 21 | 9 | 18.7 | 76.4667 | 0.24 | 6012.4822 | 0.11853 | 0 | 6012.4822 | 0 | 0.84686 | 0 | 0 | 0 | 0 | 4234.2972 | 1778.1851 | 0 | 1244.7296 | -49691704.9308 | -49691.7049 | -1509621.4156 | -49234.2775
10 | 21 | 10 | 20.8 | 101.9556 | 0.24 | 8016.643 | 0.14227 | 0 | 8016.643 | 0 | 0.90161 | 0 | 0 | 0 | 0 | 4508.0664 | 3508.5766 | 0 | 2456.0036 | -49689248.9271 | -49689.2489 | -1509546.8028 | -49231.8441
10 | 21 | 11 | 22.8 | 105.2444 | 0.24 | 8275.2444 | 0.15905 | 0 | 8275.2444 | 0 | 0.95933 | 0 | 0 | 0 | 0 | 4796.6647 | 3478.5796 | 0 | 2435.0057 | -49686813.9214 | -49686.8139 | -1509472.828 | -49229.4315
10 | 21 | 12 | 23.5 | 102.7778 | 0.24 | 8081.2933 | 0.15632 | 0 | 8081.2933 | 0 | 1.0866 | 0 | 0 | 0 | 0 | 5433.1782 | 2648.1152 | 0 | 1853.6806 | -49684960.2408 | -49684.9602 | -1509416.5136 | -49227.5949
10 | 21 | 13 | 24.3 | 97.0222 | 0.24 | 7628.7409 | 0.16974 | 0 | 7628.7409 | 0.24 | 1.5218 | 0 | 0 | 0 | 0 | 8808.869 | -1180.1281 | -1685.8972 | 0 | -49686646.138 | -49686.6461 | -1509467.7308 | -49229.2652
10 | 21 | 14 | 25 | 78.1111 | 0.24 | 6141.7829 | 0.17473 | 0 | 6141.7829 | 0.8 | 2.7112 | 0 | 0 | 0 | 0 | 17556.219 | -11414.4361 | -16306.3373 | 0 | -49702952.4753 | -49702.9525 | -1509963.1132 | -49245.4215
10 | 21 | 15 | 23.5 | 57.5556 | 0.24 | 4525.5243 | 0.18952 | 0 | 4525.5243 | 0 | 4.6408 | 0 | 0 | 0 | 0 | 23204.2222 | -18678.6979 | -26683.8541 | 0 | -49729636.3294 | -49729.6363 | -1510773.7619 | -49271.8597
10 | 21 | 16 | 22.1 | 29.6 | 0.24 | 2327.4125 | 0.19324 | 0 | 2327.4125 | 0 | 4.9399 | 0 | 0 | 0 | 0 | 24699.6865 | -22372.274 | -31960.3914 | 0 | -49761596.7208 | -49761.5967 | -1511744.7105 | -49303.5259
10 | 21 | 17 | 20.6 | 13.5975 | 0.24 | 1069.1561 | 0.18161 | 0 | 1069.1561 | 0 | 4.7093 | 0 | 0 | 0 | 0 | 23546.4337 | -22477.2776 | -32110.3966 | 0 | -49793707.1174 | -49793.7071 | -1512720.2162 | -49335.3407
10 | 21 | 18 | 19.7 | 0 | 0.24 | 0 | 0.15274 | 0 | 0 | 0 | 3.6236 | 0 | 0 | 0 | 0 | 18117.8183 | -18117.8183 | -25882.5976 | 0 | -49819589.715 | -49819.5897 | -1513506.523 | -49360.985
10 | 21 | 19 | 18.7 | 0 | 0.24 | 0 | 0.20617 | 0 | 0 | 0 | 1.6401 | 0 | 0 | 0 | 0 | 8200.5286 | -8200.5286 | -11715.0409 | 0 | -49831304.7559 | -49831.3048 | -1513862.423 | -49372.5922
10 | 21 | 20 | 17.8 | 0 | 0.24 | 0 | 0.24671 | 0 | 0 | 0 | 1.0047 | 0 | 0 | 0 | 0 | 5023.665 | -5023.665 | -7176.6644 | 0 | -49838481.4202 | -49838.4814 | -1514080.4482 | -49379.7028
10 | 21 | 21 | 16.5 | 0 | 0.24 | 0 | 0.26686 | 0 | 0 | 0 | 1.0463 | 0 | 0 | 0 | 0 | 5231.2734 | -5231.2734 | -7473.2477 | 0 | -49845954.6679 | -49845.9547 | -1514307.4836 | -49387.1073
10 | 21 | 22 | 15.2 | 0 | 0.24 | 0 | 0.29488 | 0 | 0 | 0 | 1.1031 | 0 | 0 | 0 | 0 | 5515.3089 | -5515.3089 | -7879.0127 | 0 | -49853833.6806 | -49853.8337 | -1514546.846 | -49394.9138
10 | 21 | 23 | 13.9 | 0 | 0.24 | 0 | 0.31538 | 0 | 0 | 0 | 1.0766 | 0 | 0 | 0 | 0 | 5382.9871 | -5382.9871 | -7689.9816 | 0 | -49861523.6623 | -49861.5237 | -1514780.4657 | -49402.533
10 | 22 | 0 | 13.3 | 0 | 0.24 | 0 | 0.32114 | 0 | 0 | 0 | 0.84526 | 0 | 0 | 0 | 0 | 4226.3122 | -4226.3122 | -6037.5889 | 0 | -49867561.2512 | -49867.5613 | -1514963.8861 | -49408.515
10 | 22 | 1 | 12.8 | 0 | 0.24 | 0 | 0.30381 | 0 | 0 | 0 | 0.78617 | 0 | 0 | 0 | 0 | 3930.8696 | -3930.8696 | -5615.528 | 0 | -49873176.7792 | -49873.1768 | -1515134.4844 | -49414.0788
10 | 22 | 2 | 12.2 | 0 | 0.24 | 0 | 0.29319 | 0 | 0 | 0 | 0.80899 | 0 | 0 | 0 | 0 | 4044.9401 | -4044.9401 | -5778.4859 | 0 | -49878955.265 | -49878.9553 | -1515310.0334 | -49419.8041
10 | 22 | 3 | 11.7 | 0 | 0.24 | 0 | 0.28531 | 0 | 0 | 0 | 0.72937 | 0 | 0 | 0 | 0 | 3646.834 | -3646.834 | -5209.7629 | 0 | -49884165.028 | -49884.165 | -1515468.3046 | -49424.9659
10 | 22 | 4 | 11.1 | 0 | 0.24 | 0 | 0.26811 | 0 | 0 | 0 | 0.72526 | 0 | 0 | 0 | 0 | 3626.3014 | -3626.3014 | -5180.4305 | 0 | -49889345.4585 | -49889.3455 | -1515625.6848 | -49430.0987
10 | 22 | 5 | 10.6 | 0 | 0.24 | 0 | 0.25743 | 0 | 0 | 0 | 0.83066 | 0 | 0 | 0 | 0 | 4153.3071 | -4153.3071 | -5933.2958 | 0 | -49895278.7543 | -49895.2788 | -1515805.9368 | -49435.9773
10 | 22 | 6 | 12.4 | 1.6444 | 0.24 | 129.3007 | 0.23829 | 0 | 129.3007 | 0 | 0.83751 | 0 | 0 | 0 | 0 | 4187.5282 | -4058.2275 | -5797.4679 | 0 | -49901076.2222 | -49901.0762 | -1515982.0624 | -49441.7214
10 | 22 | 7 | 14.3 | 41.1111 | 0.24 | 3232.5173 | 0.2201 | 0 | 3232.5173 | 0 | 0.76633 | 0 | 0 | 0 | 0 | 3831.6283 | -599.1109 | -855.8728 | 0 | -49901932.095 | -49901.9321 | -1516008.0636 | -49442.5694
10 | 22 | 8 | 16.1 | 93.7333 | 0.24 | 7370.1395 | 0.20965 | 0 | 7370.1395 | 0 | 0.81971 | 0 | 0 | 0 | 0 | 4098.5532 | 3271.5863 | 0 | 2290.1104 | -49899641.9846 | -49899.642 | -1515938.4907 | -49440.3004
10 | 22 | 9 | 18.5 | 76.4667 | 0.24 | 6012.4822 | 0.14964 | 0 | 6012.4822 | 0 | 0.75241 | 0 | 0 | 0 | 0 | 3762.0453 | 2250.437 | 0 | 1575.3059 | -49898066.6787 | -49898.0667 | -1515890.6333 | -49438.7396
10 | 22 | 10 | 20.9 | 226.3448 | 0.24 | 17797.2201 | 0.15505 | 0 | 17797.2201 | 0 | 0.66343 | 0 | 0 | 0 | 0 | 3317.1703 | 14480.0498 | 0 | 10136.0348 | -49887930.6439 | -49887.9306 | -1515582.7031 | -49428.6969
10 | 22 | 11 | 23.3 | 791.6212 | 0.24 | 62244.224 | 0.17261 | 0 | 62244.224 | 0 | 0.72845 | 0 | 0 | 0 | 0 | 3642.2712 | 58601.9527 | 0 | 41021.3669 | -49846909.277 | -49846.9093 | -1514336.4844 | -49388.0531
10 | 22 | 12 | 24.2 | 408.9207 | 0.24 | 32152.9438 | 0.17011 | 0 | 32152.9438 | 0.16 | 0.76774 | 0 | 0 | 0 | 0 | 4638.7167 | 27514.2271 | 0 | 19259.959 | -49827649.318 | -49827.6493 | -1513751.3717 | -49368.9704
10 | 22 | 13 | 25.2 | 248.3179 | 0.2396 | 19492.4004 | 0.16132 | 0 | 19492.4004 | 0.96 | 0.93134 | 0 | 0 | 0 | 0 | 9456.6824 | 10035.718 | 0 | 7025.0026 | -49820624.3154 | -49820.6243 | -1513537.9539 | -49362.0101
10 | 22 | 14 | 26.1 | 323.5149 | 0.2378 | 25204.4071 | 0.16361 | 0 | 25204.4071 | 1.68 | 1.9427 | 0 | 0 | 0 | 0 | 18113.386 | 7091.0211 | 0 | 4963.7148 | -49815660.6007 | -49815.6606 | -1513387.1575 | -49357.0921
10 | 22 | 15 | 24.8 | 121.129 | 0.24 | 9524.2253 | 0.17518 | 0 | 9524.2253 | 0.64 | 3.9174 | 0 | 0 | 0 | 0 | 22786.8825 | -13262.6572 | -18946.6531 | 0 | -49834607.2538 | -49834.6073 | -1513962.752 | -49375.8643
10 | 22 | 16 | 23.5 | 64.9556 | 0.24 | 5107.3774 | 0.18476 | 0 | 5107.3774 | 0 | 4.866 | 0 | 0 | 0 | 0 | 24330.098 | -19222.7207 | -27461.0295 | 0 | -49862068.2833 | -49862.0683 | -1514797.0111 | -49403.0726
10 | 22 | 17 | 22.2 | 14.2468 | 0.24 | 1120.212 | 0.1923 | 0 | 1120.212 | 0 | 4.4912 | 0 | 0 | 0 | 0 | 22455.9196 | -21335.7076 | -30479.5823 | 0 | -49892547.8655 | -49892.5479 | -1515722.9731 | -49433.2716
10 | 22 | 18 | 21.5 | 0 | 0.24 | 0 | 0.21816 | 0 | 0 | 0 | 3.003 | 0 | 0 | 0 | 0 | 15015.1006 | -15015.1006 | -21450.1437 | 0 | -49913998.0092 | -49913.998 | -1516374.6231 | -49454.5243
10 | 22 | 19 | 20.7 | 0 | 0.24 | 0 | 0.31734 | 0 | 0 | 0 | 1.4149 | 0 | 0 | 0 | 0 | 7074.6527 | -7074.6527 | -10106.6468 | 0 | -49924104.656 | -49924.1047 | -1516681.6604 | -49464.5379
10 | 22 | 20 | 20 | 0 | 0.24 | 0 | 0.39109 | 0 | 0 | 0 | 1.0376 | 0 | 0 | 0 | 0 | 5187.9266 | -5187.9266 | -7411.3237 | 0 | -49931515.9797 | -49931.516 | -1516906.8146 | -49471.881
10 | 22 | 21 | 18.7 | 0 | 0.24 | 0 | 0.41319 | 0 | 0 | 0 | 1.0615 | 0 | 0 | 0 | 0 | 5307.7006 | -5307.7006 | -7582.4294 | 0 | -49939098.4091 | -49939.0984 | -1517137.1669 | -49479.3936
10 | 22 | 22 | 17.4 | 0 | 0.24 | 0 | 0.401 | 0 | 0 | 0 | 1.0595 | 0 | 0 | 0 | 0 | 5297.4343 | -5297.4343 | -7567.7632 | 0 | -49946666.1723 | -49946.6662 | -1517367.0736 | -49486.8917
10 | 22 | 23 | 16.1 | 0 | 0.24 | 0 | 0.37978 | 0 | 0 | 0 | 1.0595 | 0 | 0 | 0 | 0 | 5297.4343 | -5297.4343 | -7567.7632 | 0 | -49954233.9356 | -49954.2339 | -1517596.9803 | -49494.3898
10 | 23 | 0 | 15.7 | 0 | 0.24 | 0 | 0.37819 | 0 | 0 | 0 | 0.83431 | 0 | 0 | 0 | 0 | 4171.5584 | -4171.5584 | -5959.3691 | 0 | -49960193.3047 | -49960.1933 | -1517778.0244 | -49500.2943
10 | 23 | 1 | 15.4 | 0 | 0.24 | 0 | 0.36138 | 0 | 0 | 0 | 0.77636 | 0 | 0 | 0 | 0 | 3881.8193 | -3881.8193 | -5545.4561 | 0 | -49965738.7608 | -49965.7388 | -1517946.494 | -49505.7887
10 | 23 | 2 | 15 | 0 | 0.24 | 0 | 0.33837 | 0 | 0 | 0 | 0.76382 | 0 | 0 | 0 | 0 | 3819.0805 | -3819.0805 | -5455.8293 | 0 | -49971194.5901 | -49971.1946 | -1518112.2407 | -49511.1943
10 | 23 | 3 | 14.6 | 0 | 0.24 | 0 | 0.32219 | 0 | 0 | 0 | 0.72503 | 0 | 0 | 0 | 0 | 3625.1607 | -3625.1607 | -5178.8009 | 0 | -49976373.391 | -49976.3734 | -1518269.5714 | -49516.3255
10 | 23 | 4 | 14.3 | 0 | 0.24 | 0 | 0.30921 | 0 | 0 | 0 | 0.8083 | 0 | 0 | 0 | 0 | 4041.518 | -4041.518 | -5773.5971 | 0 | -49982146.9882 | -49982.147 | -1518444.9718 | -49522.0459
10 | 23 | 5 | 13.9 | 0 | 0.24 | 0 | 0.31562 | 0 | 0 | 0 | 0.84937 | 0 | 0 | 0 | 0 | 4246.8449 | -4246.8449 | -6066.9213 | 0 | -49988213.9095 | -49988.2139 | -1518629.2833 | -49528.057
10 | 23 | 6 | 15.2 | 8.1808 | 0.24 | 643.2449 | 0.33955 | 0 | 643.2449 | 0 | 0.84321 | 0 | 0 | 0 | 0 | 4216.0459 | -3572.8009 | -5104.0013 | 0 | -49993317.9108 | -49993.3179 | -1518784.3416 | -49533.114
10 | 23 | 7 | 16.5 | 129.5853 | 0.24 | 10189.138 | 0.32338 | 0 | 10189.138 | 0 | 0.75287 | 0 | 0 | 0 | 0 | 3764.3267 | 6424.8113 | 0 | 4497.3679 | -49988820.5429 | -49988.8205 | -1518647.7127 | -49528.658
10 | 23 | 8 | 17.8 | 415.2076 | 0.24 | 32647.2773 | 0.29971 | 0 | 32647.2773 | 0 | 0.82405 | 0 | 0 | 0 | 0 | 4120.2266 | 28527.0506 | 0 | 19968.9354 | -49968851.6074 | -49968.8516 | -1518041.0615 | -49508.8729
10 | 23 | 9 | 20.2 | 622.863 | 0.24 | 48974.968 | 0.29882 | 0 | 48974.968 | 0 | 0.88427 | 0 | 0 | 0 | 0 | 4421.3728 | 44553.5952 | 0 | 31187.5166 | -49937664.0908 | -49937.6641 | -1517093.5926 | -49477.9725
10 | 23 | 10 | 22.6 | 835.8569 | 0.24 | 65722.4264 | 0.30899 | 0 | 65722.4264 | 0 | 0.89705 | 0 | 0 | 0 | 0 | 4485.2523 | 61237.1742 | 0 | 42866.0219 | -49894798.0689 | -49894.7981 | -1515791.3337 | -49435.5011
10 | 23 | 11 | 25 | 930.6932 | 0.24 | 73179.2875 | 0.30894 | 0 | 73179.2875 | 0.8 | 0.18002 | 0 | 0 | 0 | 0 | 4900.0965 | 68279.191 | 0 | 47795.4337 | -49847002.6352 | -49847.0026 | -1514339.3206 | -49388.1456
10 | 23 | 12 | 25.6 | 929.3843 | 0.2388 | 72710.9925 | 0.31255 | 0 | 72710.9925 | 1.28 | 0 | 0 | 0 | 0 | 0 | 6400 | 66310.9925 | 0 | 46417.6947 | -49800584.9405 | -49800.5849 | -1512929.1627 | -49342.1552
10 | 23 | 13 | 26.1 | 883.8172 | 0.2378 | 68856.4593 | 0.29756 | 0 | 68856.4593 | 1.68 | 0.15268 | 0 | 0 | 0 | 0 | 9163.4142 | 59693.0451 | 0 | 41785.1316 | -49758799.8089 | -49758.7998 | -1511659.741 | -49300.7547
10 | 23 | 14 | 26.7 | 728.1673 | 0.2366 | 56443.806 | 0.28477 | 0 | 56443.806 | 2.16 | 1.5452 | 0 | 0 | 0 | 0 | 18525.8697 | 37917.9363 | 0 | 26542.5554 | -49732257.2535 | -49732.2573 | -1510853.3849 | -49274.4565
10 | 23 | 15 | 25.4 | 554.2608 | 0.2392 | 43435.5925 | 0.27499 | 0 | 43435.5925 | 1.12 | 3.7049 | 0 | 0 | 0 | 0 | 24124.4779 | 19311.1146 | 0 | 13517.7802 | -49718739.4732 | -49718.7395 | -1510442.7182 | -49261.0631
10 | 23 | 16 | 24.1 | 304.8305 | 0.24 | 23968.4561 | 0.27475 | 0 | 23968.4561 | 0.08 | 5.1327 | 0 | 0 | 0 | 0 | 26063.7043 | -2095.2482 | -2993.2117 | 0 | -49721732.685 | -49721.7327 | -1510533.6512 | -49264.0288
10 | 23 | 17 | 22.8 | 40.0447 | 0.24 | 3148.6675 | 0.27484 | 0 | 3148.6675 | 0 | 4.8389 | 0 | 0 | 0 | 0 | 24194.3541 | -21045.6866 | -30065.2666 | 0 | -49751797.9516 | -49751.798 | -1511447.0264 | -49293.8173
10 | 23 | 18 | 20.2 | 0 | 0.24 | 0 | 0.26653 | 0 | 0 | 0 | 3.3576 | 0 | 0 | 0 | 0 | 16787.7562 | -16787.7562 | -23982.5089 | 0 | -49775780.4605 | -49775.7805 | -1512175.6089 | -49317.5791
10 | 23 | 19 | 17.6 | 0 | 0.24 | 0 | 0.33431 | 0 | 0 | 0 | 1.6189 | 0 | 0 | 0 | 0 | 8094.443 | -8094.443 | -11563.4901 | 0 | -49787343.9505 | -49787.344 | -1512526.9048 | -49329.0361
10 | 23 | 20 | 15 | 0 | 0.24 | 0 | 0.39806 | 0 | 0 | 0 | 1.2995 | 0 | 0 | 0 | 0 | 6497.456 | -6497.456 | -9282.08 | 0 | -49796626.0305 | -49796.626 | -1512808.8921 | -49338.2327
10 | 23 | 21 | 13.7 | 0 | 0.24 | 0 | 0.42646 | 0 | 0 | 0 | 1.2073 | 0 | 0 | 0 | 0 | 6036.6111 | -6036.6111 | -8623.7302 | 0 | -49805249.7607 | -49805.2498 | -1513070.8788 | -49346.7771
10 | 23 | 22 | 12.4 | 0 | 0.24 | 0 | 0.42058 | 0 | 0 | 0 | 1.2776 | 0 | 0 | 0 | 0 | 6387.9483 | -6387.9483 | -9125.6404 | 0 | -49814375.4011 | -49814.3754 | -1513348.1135 | -49355.8187
10 | 23 | 23 | 11.1 | 0 | 0.24 | 0 | 0.41182 | 0 | 0 | 0 | 1.1699 | 0 | 0 | 0 | 0 | 5849.5355 | -5849.5355 | -8356.4793 | 0 | -49822731.8804 | -49822.7319 | -1513601.9812 | -49364.0983
10 | 24 | 0 | 10.5 | 0 | 0.24 | 0 | 0.42517 | 0 | 0 | 0 | 0.89408 | 0 | 0 | 0 | 0 | 4470.4231 | -4470.4231 | -6386.3187 | 0 | -49829118.1991 | -49829.1182 | -1513795.9959 | -49370.4258
10 | 24 | 1 | 10 | 0 | 0.24 | 0 | 0.42565 | 0 | 0 | 0 | 0.77112 | 0 | 0 | 0 | 0 | 3855.5831 | -3855.5831 | -5507.9758 | 0 | -49834626.1749 | -49834.6262 | -1513963.3268 | -49375.8831
10 | 24 | 2 | 9.4 | 0 | 0.24 | 0 | 0.40237 | 0 | 0 | 0 | 0.788 | 0 | 0 | 0 | 0 | 3939.9952 | -3939.9952 | -5628.5646 | 0 | -49840254.7396 | -49840.2547 | -1514134.3212 | -49381.4598
10 | 24 | 3 | 9 | 0 | 0.24 | 0 | 0.37738 | 0 | 0 | 0 | 0.75469 | 0 | 0 | 0 | 0 | 3773.4523 | -3773.4523 | -5390.6462 | 0 | -49845645.3857 | -49845.6454 | -1514298.0877 | -49386.8009
10 | 24 | 4 | 8.7 | 0 | 0.24 | 0 | 0.33564 | 0 | 0 | 0 | 0.72663 | 0 | 0 | 0 | 0 | 3633.1456 | -3633.1456 | -5190.208 | 0 | -49850835.5937 | -49850.8356 | -1514455.7649 | -49391.9433
10 | 24 | 5 | 8.3 | 0 | 0.24 | 0 | 0.33774 | 0 | 0 | 0 | 0.79188 | 0 | 0 | 0 | 0 | 3959.3872 | -3959.3872 | -5656.2675 | 0 | -49856491.8612 | -49856.4919 | -1514627.6008 | -49397.5475
10 | 24 | 6 | 8.7 | 9.3057 | 0.24 | 731.6968 | 0.33246 | 0 | 731.6968 | 0 | 0.77043 | 0 | 0 | 0 | 0 | 3852.161 | -3120.4641 | -4457.8059 | 0 | -49860949.6671 | -49860.9497 | -1514763.0279 | -49401.9643
10 | 24 | 7 | 9 | 154.9384 | 0.24 | 12182.6188 | 0.32225 | 0 | 12182.6188 | 0 | 0.7134 | 0 | 0 | 0 | 0 | 3566.9847 | 8615.6341 | 0 | 6030.9439 | -49854918.7232 | -49854.9187 | -1514579.8093 | -49395.9888
10 | 24 | 8 | 9.4 | 444.0171 | 0.24 | 34912.5318 | 0.34383 | 0 | 34912.5318 | 0 | 0.85393 | 0 | 0 | 0 | 0 | 4269.659 | 30642.8728 | 0 | 21450.011 | -49833468.7122 | -49833.4687 | -1513928.1634 | -49374.7363
10 | 24 | 9 | 10.7 | 678.2614 | 0.24 | 53330.8838 | 0.38501 | 0 | 53330.8838 | 0 | 0.81674 | 0 | 0 | 0 | 0 | 4083.7241 | 49247.1597 | 0 | 34473.0118 | -49798995.7004 | -49798.9957 | -1512880.882 | -49340.5806
10 | 24 | 10 | 12 | 832.9921 | 0.24 | 65497.1729 | 0.39974 | 0 | 65497.1729 | 0 | 0.69857 | 0 | 0 | 0 | 0 | 3492.8389 | 62004.334 | 0 | 43403.0338 | -49755592.6666 | -49755.5927 | -1511562.3089 | -49297.5771
10 | 24 | 11 | 13.3 | 929.0366 | 0.24 | 73049.0332 | 0.39423 | 0 | 73049.0332 | 0 | 0.81264 | 0 | 0 | 0 | 0 | 4063.1914 | 68985.8419 | 0 | 48290.0893 | -49707302.5773 | -49707.3026 | -1510095.2682 | -49249.7315
10 | 24 | 12 | 14.1 | 862.69 | 0.24 | 67832.2778 | 0.36826 | 0 | 67832.2778 | 0 | 1.0212 | 0 | 0 | 0 | 0 | 5105.7958 | 62726.482 | 0 | 43908.5374 | -49663394.0399 | -49663.394 | -1508761.3379 | -49206.2272
10 | 24 | 13 | 14.8 | 882.7389 | 0.24 | 69408.7009 | 0.34589 | 0 | 69408.7009 | 0 | 1.8959 | 0 | 0 | 0 | 0 | 9479.259 | 59929.442 | 0 | 41950.6094 | -49621443.4305 | -49621.4434 | -1507486.889 | -49164.6627
10 | 24 | 14 | 15.6 | 722.9993 | 0.24 | 56848.5642 | 0.31204 | 0 | 56848.5642 | 0 | 3.9446 | 0 | 0 | 0 | 0 | 19722.7903 | 37125.7739 | 0 | 25988.0417 | -49595455.3888 | -49595.4554 | -1506697.3789 | -49138.9139
10 | 24 | 15 | 14.8 | 542.9903 | 0.24 | 42694.6769 | 0.30608 | 0 | 42694.6769 | 0 | 5.0752 | 0 | 0 | 0 | 0 | 25376.1246 | 17318.5524 | 0 | 12122.9867 | -49583332.4022 | -49583.3324 | -1506329.0856 | -49126.9025
10 | 24 | 16 | 14.1 | 289.9689 | 0.24 | 22799.9101 | 0.33355 | 0 | 22799.9101 | 0 | 5.401 | 0 | 0 | 0 | 0 | 27005.0514 | -4205.1412 | -6007.3446 | 0 | -49589339.7468 | -49589.3397 | -1506511.5872 | -49132.8546
10 | 24 | 17 | 13.3 | 36.4649 | 0.24 | 2867.1949 | 0.34572 | 0 | 2867.1949 | 0 | 5.0161 | 0 | 0 | 0 | 0 | 25080.682 | -22213.4871 | -31733.553 | 0 | -49621073.2997 | -49621.0733 | -1507475.6445 | -49164.296
10 | 24 | 18 | 12.6 | 0 | 0.24 | 0 | 0.35349 | 0 | 0 | 0 | 3.6373 | 0 | 0 | 0 | 0 | 18186.2606 | -18186.2606 | -25980.3723 | 0 | -49647053.6721 | -49647.0537 | -1508264.9217 | -49190.0372
10 | 24 | 19 | 11.8 | 0 | 0.24 | 0 | 0.34712 | 0 | 0 | 0 | 1.7204 | 0 | 0 | 0 | 0 | 8602.0568 | -8602.0568 | -12288.6526 | 0 | -49659342.3246 | -49659.3423 | -1508638.2478 | -49202.2128
10 | 24 | 20 | 11.1 | 0 | 0.24 | 0 | 0.34599 | 0 | 0 | 0 | 1.3321 | 0 | 0 | 0 | 0 | 6660.5768 | -6660.5768 | -9515.1097 | 0 | -49668857.4343 | -49668.8574 | -1508927.3145 | -49211.6403
10 | 24 | 21 | 9.4 | 0 | 0.24 | 0 | 0.32948 | 0 | 0 | 0 | 1.3574 | 0 | 0 | 0 | 0 | 6787.1951 | -6787.1951 | -9695.9929 | 0 | -49678553.4273 | -49678.5534 | -1509221.8763 | -49221.247
10 | 24 | 22 | 7.8 | 0 | 0.24 | 0 | 0.30528 | 0 | 0 | 0 | 1.2753 | 0 | 0 | 0 | 0 | 6376.5412 | -6376.5412 | -9109.3446 | 0 | -49687662.7719 | -49687.6628 | -1509498.6159 | -49230.2725
10 | 24 | 23 | 6.1 | 0 | 0.24 | 0 | 0.2991 | 0 | 0 | 0 | 1.1642 | 0 | 0 | 0 | 0 | 5821.0179 | -5821.0179 | -8315.7398 | 0 | -49695978.5117 | -49695.9785 | -1509751.2459 | -49238.5117
10 | 25 | 0 | 5.9 | 0 | 0.24 | 0 | 0.31141 | 0 | 0 | 0 | 0.9242 | 0 | 0 | 0 | 0 | 4620.9962 | -4620.9962 | -6601.4231 | 0 | -49702579.9348 | -49702.5799 | -1509951.7955 | -49245.0524
10 | 25 | 1 | 5.8 | 0 | 0.24 | 0 | 0.31891 | 0 | 0 | 0 | 0.78458 | 0 | 0 | 0 | 0 | 3922.8847 | -3922.8847 | -5604.121 | 0 | -49708184.0558 | -49708.1841 | -1510122.0473 | -49250.6049
10 | 25 | 2 | 5.6 | 0 | 0.24 | 0 | 0.32098 | 0 | 0 | 0 | 0.81857 | 0 | 0 | 0 | 0 | 4092.8497 | -4092.8497 | -5846.9282 | 0 | -49714030.984 | -49714.031 | -1510299.6755 | -49256.398
10 | 25 | 3 | 4.7 | 0 | 0.24 | 0 | 0.33116 | 0 | 0 | 0 | 0.80374 | 0 | 0 | 0 | 0 | 4018.7039 | -4018.7039 | -5741.0056 | 0 | -49719771.9895 | -49719.772 | -1510474.0858 | -49262.0862
10 | 25 | 4 | 3.7 | 0 | 0.24 | 0 | 0.34234 | 0 | 0 | 0 | 0.76633 | 0 | 0 | 0 | 0 | 3831.6283 | -3831.6283 | -5473.7547 | 0 | -49725245.7442 | -49725.2457 | -1510640.377 | -49267.5095
10 | 25 | 5 | 2.8 | 0 | 0.24 | 0 | 0.36617 | 0 | 0 | 0 | 0.83614 | 0 | 0 | 0 | 0 | 4180.684 | -4180.684 | -5972.4057 | 0 | -49731218.1499 | -49731.2181 | -1510821.8172 | -49273.427
10 | 25 | 6 | 5.4 | 4.4535 | 0.24 | 350.1732 | 0.41088 | 0 | 350.1732 | 0 | 0.8877 | 0 | 0 | 0 | 0 | 4438.4834 | -4088.3102 | -5840.4431 | 0 | -49737058.593 | -49737.0586 | -1510999.2484 | -49279.2136
10 | 25 | 7 | 8 | 91.5154 | 0.24 | 7195.7474 | 0.42302 | 0 | 7195.7474 | 0 | 0.89021 | 0 | 0 | 0 | 0 | 4451.0311 | 2744.7163 | 0 | 1921.3014 | -49735137.2916 | -49735.1373 | -1510940.8797 | -49277.31
10 | 25 | 8 | 10.6 | 388.3885 | 0.24 | 30538.5252 | 0.39786 | 0 | 30538.5252 | 0 | 0.9518 | 0 | 0 | 0 | 0 | 4759.0215 | 25779.5037 | 0 | 18045.6526 | -49717091.639 | -49717.0916 | -1510392.6574 | -49259.4305
10 | 25 | 9 | 13.5 | 105.2444 | 0.24 | 8275.2444 | 0.38652 | 0 | 8275.2444 | 0 | 0.95979 | 0 | 0 | 0 | 0 | 4798.9462 | 3476.2982 | 0 | 2433.4088 | -49714658.2302 | -49714.6582 | -1510318.731 | -49257.0195
10 | 25 | 10 | 16.5 | 143.0667 | 0.24 | 11249.1603 | 0.38453 | 0 | 11249.1603 | 0 | 0.81401 | 0 | 0 | 0 | 0 | 4070.0356 | 7179.1247 | 0 | 5025.3873 | -49709632.843 | -49709.6328 | -1510166.0611 | -49252.0403
10 | 25 | 11 | 19.4 | 111.8222 | 0.24 | 8792.4471 | 0.377 | 0 | 8792.4471 | 0 | 0.74534 | 0 | 0 | 0 | 0 | 3726.6834 | 5065.7637 | 0 | 3546.0346 | -49706086.8083 | -49706.0868 | -1510058.3334 | -49248.527
10 | 25 | 12 | 20.3 | 310.1476 | 0.24 | 24386.5316 | 0.36484 | 0 | 24386.5316 | 0 | 0.85484 | 0 | 0 | 0 | 0 | 4274.2218 | 20112.3098 | 0 | 14078.6169 | -49692008.1915 | -49692.0082 | -1509630.6286 | -49234.5779
10 | 25 | 13 | 21.3 | 674.6994 | 0.24 | 53050.8072 | 0.35805 | 0 | 53050.8072 | 0 | 1.6522 | 0 | 0 | 0 | 0 | 8260.986 | 44789.8212 | 0 | 31352.8748 | -49660655.3166 | -49660.6553 | -1508678.1362 | -49203.5137
10 | 25 | 14 | 22.2 | 214.5629 | 0.24 | 16870.8227 | 0.35723 | 0 | 16870.8227 | 0 | 3.3722 | 0 | 0 | 0 | 0 | 16860.7614 | 10.0613 | 0 | 7.0429 | -49660648.2737 | -49660.6483 | -1508677.9222 | -49203.5067
10 | 25 | 15 | 20.7 | 233.3183 | 0.24 | 18345.5393 | 0.34597 | 0 | 18345.5393 | 0 | 4.462 | 0 | 0 | 0 | 0 | 22309.9094 | -3964.3701 | -5663.3858 | 0 | -49666311.6595 | -49666.3117 | -1508849.9745 | -49209.1179
10 | 25 | 16 | 19.3 | 243.0439 | 0.24 | 19110.2521 | 0.33221 | 0 | 19110.2521 | 0 | 4.8266 | 0 | 0 | 0 | 0 | 24132.7561 | -5022.504 | -7175.0057 | 0 | -49673486.6652 | -49673.4867 | -1509067.9493 | -49216.2269
10 | 25 | 17 | 17.8 | 24.8069 | 0.24 | 1950.5367 | 0.29165 | 0 | 1950.5367 | 0 | 4.4967 | 0 | 0 | 0 | 0 | 22483.2966 | -20532.7598 | -29332.5141 | 0 | -49702819.1793 | -49702.8192 | -1509959.0637 | -49245.2894
10 | 25 | 18 | 15.9 | 0 | 0.24 | 0 | 0.21929 | 0 | 0 | 0 | 3.3601 | 0 | 0 | 0 | 0 | 16800.304 | -16800.304 | -24000.4343 | 0 | -49726819.6136 | -49726.8196 | -1510688.1908 | -49269.0689
10 | 25 | 19 | 14.1 | 0 | 0.24 | 0 | 0.20312 | 0 | 0 | 0 | 1.7243 | 0 | 0 | 0 | 0 | 8621.4488 | -8621.4488 | -12316.3554 | 0 | -49739135.969 | -49739.136 | -1511062.3586 | -49281.2719
10 | 25 | 20 | 12.2 | 0 | 0.24 | 0 | 0.20241 | 0 | 0 | 0 | 1.2837 | 0 | 0 | 0 | 0 | 6418.7473 | -6418.7473 | -9169.639 | 0 | -49748305.608 | -49748.3056 | -1511340.9299 | -49290.3571
10 | 25 | 21 | 11.7 | 0 | 0.24 | 0 | 0.18905 | 0 | 0 | 0 | 1.2498 | 0 | 0 | 0 | 0 | 6248.7823 | -6248.7823 | -8926.8318 | 0 | -49757232.4398 | -49757.2324 | -1511612.1248 | -49299.2018
10 | 25 | 22 | 11.1 | 0 | 0.24 | 0 | 0.16517 | 0 | 0 | 0 | 1.3629 | 0 | 0 | 0 | 0 | 6814.572 | -6814.572 | -9735.1028 | 0 | -49766967.5426 | -49766.9675 | -1511907.8747 | -49308.8473
10 | 25 | 23 | 10.6 | 0 | 0.24 | 0 | 0.13612 | 0 | 0 | 0 | 1.1663 | 0 | 0 | 0 | 0 | 5831.2842 | -5831.2842 | -8330.406 | 0 | -49775297.9487 | -49775.2979 | -1512160.9503 | -49317.101
10 | 26 | 0 | 9.8 | 0 | 0.24 | 0 | 0.13282 | 0 | 0 | 0 | 0.96504 | 0 | 0 | 0 | 0 | 4825.1824 | -4825.1824 | -6893.1177 | 0 | -49782191.0663 | -49782.1911 | -1512370.3615 | -49323.9306
10 | 26 | 1 | 9.1 | 0 | 0.24 | 0 | 0.13286 | 0 | 0 | 0 | 0.99333 | 0 | 0 | 0 | 0 | 4966.6298 | -4966.6298 | -7095.1854 | 0 | -49789286.2518 | -49789.2863 | -1512585.9114 | -49330.9605
10 | 26 | 2 | 8.3 | 0 | 0.24 | 0 | 0.14066 | 0 | 0 | 0 | 0.92717 | 0 | 0 | 0 | 0 | 4635.8253 | -4635.8253 | -6622.6076 | 0 | -49795908.8594 | -49795.9089 | -1512787.1046 | -49337.5222
10 | 26 | 3 | 9.4 | 0 | 0.24 | 0 | 0.15576 | 0 | 0 | 0 | 0.82313 | 0 | 0 | 0 | 0 | 4115.6638 | -4115.6638 | -5879.5198 | 0 | -49801788.3791 | -49801.7884 | -1512965.7229 | -49343.3476
10 | 26 | 4 | 10.6 | 0 | 0.24 | 0 | 0.17435 | 0 | 0 | 0 | 0.85005 | 0 | 0 | 0 | 0 | 4250.267 | -4250.267 | -6071.81 | 0 | -49807860.1892 | -49807.8602 | -1513150.183 | -49349.3635
10 | 26 | 5 | 11.7 | 0 | 0.24 | 0 | 0.1786 | 0 | 0 | 0 | 1.0171 | 0 | 0 | 0 | 0 | 5085.2631 | -5085.2631 | -7264.6616 | 0 | -49815124.8507 | -49815.1249 | -1513370.8815 | -49356.5613
10 | 26 | 6 | 12.4 | 0.82222 | 0.24 | 64.6503 | 0.17279 | 0 | 64.6503 | 0 | 0.96618 | 0 | 0 | 0 | 0 | 4830.8859 | -4766.2355 | -6808.9079 | 0 | -49821933.7587 | -49821.9338 | -1513577.7344 | -49363.3075
10 | 26 | 7 | 13.2 | 23.0222 | 0.24 | 1810.2097 | 0.16488 | 0 | 1810.2097 | 0 | 0.95842 | 0 | 0 | 0 | 0 | 4792.1019 | -2981.8922 | -4259.846 | 0 | -49826193.6047 | -49826.1936 | -1513707.1475 | -49367.5281
10 | 26 | 8 | 13.9 | 46.0444 | 0.24 | 3620.4194 | 0.13611 | 0 | 3620.4194 | 0 | 0.93469 | 0 | 0 | 0 | 0 | 4673.4686 | -1053.0492 | -1504.356 | 0 | -49827697.9607 | -49827.698 | -1513752.8494 | -49369.0186
10 | 26 | 9 | 14.6 | 117.5778 | 0.24 | 9244.9996 | 0.085685 | 0 | 9244.9996 | 0 | 0.82747 | 0 | 0 | 0 | 0 | 4137.3372 | 5107.6624 | 0 | 3575.3636 | -49824122.597 | -49824.1226 | -1513644.2308 | -49365.4762
10 | 26 | 10 | 15.4 | 98.6667 | 0.24 | 7758.0416 | 0.073304 | 0 | 7758.0416 | 0 | 0.78093 | 0 | 0 | 0 | 0 | 3904.6334 | 3853.4082 | 0 | 2697.3857 | -49821425.2113 | -49821.4252 | -1513562.2849 | -49362.8036
10 | 26 | 11 | 16.1 | 101.1333 | 0.24 | 7951.9926 | 0.087847 | 0 | 7951.9926 | 0 | 0.80214 | 0 | 0 | 0 | 0 | 4010.719 | 3941.2737 | 0 | 2758.8916 | -49818666.3197 | -49818.6663 | -1513478.4705 | -49360.0701
10 | 26 | 12 | 16.3 | 99.4889 | 0.24 | 7822.6919 | 0.10666 | 0 | 7822.6919 | 0 | 1.2249 | 0 | 0 | 0 | 0 | 6124.4454 | 1698.2465 | 0 | 1188.7726 | -49817477.5471 | -49817.4775 | -1513442.3559 | -49358.8923
10 | 26 | 13 | 16.5 | 92.9111 | 0.24 | 7305.4892 | 0.13404 | 0 | 7305.4892 | 0 | 2.3775 | 0 | 0 | 0 | 0 | 11887.2873 | -4581.7982 | -6545.426 | 0 | -49824022.9731 | -49824.023 | -1513641.2042 | -49365.3775
10 | 26 | 14 | 16.7 | 84.6889 | 0.24 | 6658.9857 | 0.14296 | 0 | 6658.9857 | 0 | 4.1248 | 0 | 0 | 0 | 0 | 20623.9473 | -13964.9616 | -19949.9452 | 0 | -49843972.9183 | -49843.9729 | -1514247.2785 | -49385.1438
10 | 26 | 15 | 16.9 | 74 | 0.24 | 5818.5312 | 0.14908 | 0 | 5818.5312 | 0 | 5.2114 | 0 | 0 | 0 | 0 | 26057.1255 | -20238.5943 | -28912.2776 | 0 | -49872885.1958 | -49872.8852 | -1515125.6262 | -49413.7899
10 | 26 | 16 | 17 | 85.319 | 0.24 | 6708.5283 | 0.15691 | 0 | 6708.5283 | 0 | 5.4163 | 0 | 0 | 0 | 0 | 27081.4786 | -20372.9504 | -29104.2148 | 0 | -49901989.4106 | -49901.9894 | -1516009.8049 | -49442.6262
10 | 26 | 17 | 17.2 | 5.7556 | 0.24 | 452.5524 | 0.14876 | 0 | 452.5524 | 0 | 4.5231 | 0 | 0 | 0 | 0 | 22615.6183 | -22163.0659 | -31661.5227 | 0 | -49933650.9334 | -49933.6509 | -1516971.6739 | -49473.9963
10 | 26 | 18 | 17.4 | 0 | 0.24 | 0 | 0.17013 | 0 | 0 | 0 | 2.2308 | 0 | 0 | 0 | 0 | 11153.814 | -11153.814 | -15934.02 | 0 | -49949584.9533 | -49949.585 | -1517455.7454 | -49489.7836
10 | 26 | 19 | 17.6 | 0 | 0.24 | 0 | 0.25662 | 0 | 0 | 0 | 1.3006 | 0 | 0 | 0 | 0 | 6503.1595 | -6503.1595 | -9290.2279 | 0 | -49958875.1812 | -49958.8752 | -1517737.9802 | -49498.9883
10 | 26 | 20 | 17.8 | 0 | 0.24 | 0 | 0.31161 | 0 | 0 | 0 | 1.6107 | 0 | 0 | 0 | 0 | 8053.3777 | -8053.3777 | -11504.8252 | 0 | -49970380.0064 | -49970.38 | -1518087.4939 | -49510.3873
10 | 26 | 21 | 18.3 | 0 | 0.24 | 0 | 0.35309 | 0 | 0 | 0 | 1.5568 | 0 | 0 | 0 | 0 | 7784.1713 | -7784.1713 | -11120.2447 | 0 | -49981500.2511 | -49981.5003 | -1518425.3241 | -49521.4051
10 | 26 | 22 | 18.9 | 0 | 0.24 | 0 | 0.38309 | 0 | 0 | 0 | 1.4733 | 0 | 0 | 0 | 0 | 7366.6732 | -7366.6732 | -10523.8189 | 0 | -49992024.07 | -49992.0241 | -1518745.035 | -49531.8321
10 | 26 | 23 | 19.4 | 0 | 0.24 | 0 | 0.39996 | 0 | 0 | 0 | 1.3844 | 0 | 0 | 0 | 0 | 6921.7983 | -6921.7983 | -9888.2832 | 0 | -50001912.3532 | -50001.9124 | -1519045.4386 | -49541.6293
10 | 27 | 0 | 20 | 0 | 0.24 | 0 | 0.42407 | 0 | 0 | 0 | 1.0682 | 0 | 0 | 0 | 0 | 5340.7811 | -5340.7811 | -7629.6872 | 0 | -50009542.0404 | -50009.542 | -1519277.2265 | -49549.1888
10 | 27 | 1 | 20.5 | 0 | 0.24 | 0 | 0.43586 | 0 | 0 | 0 | 1.1234 | 0 | 0 | 0 | 0 | 5616.8317 | -5616.8317 | -8024.0452 | 0 | -50017566.0857 | -50017.5661 | -1519520.995 | -49557.139
10 | 27 | 2 | 21.1 | 0 | 0.24 | 0 | 0.43855 | 0 | 0 | 0 | 1.0875 | 0 | 0 | 0 | 0 | 5437.741 | -5437.741 | -7768.2014 | 0 | -50025334.2871 | -50025.3343 | -1519756.991 | -49564.8357
10 | 27 | 3 | 20.2 | 0 | 0.24 | 0 | 0.43112 | 0 | 0 | 0 | 0.85964 | 0 | 0 | 0 | 0 | 4298.1766 | -4298.1766 | -6140.2523 | 0 | -50031474.5394 | -50031.4745 | -1519943.5303 | -49570.9194
10 | 27 | 4 | 19.2 | 0 | 0.24 | 0 | 0.4069 | 0 | 0 | 0 | 0.76176 | 0 | 0 | 0 | 0 | 3808.8142 | -3808.8142 | -5441.1631 | 0 | -50036915.7025 | -50036.9157 | -1520108.8315 | -49576.3105
10 | 27 | 5 | 18.3 | 0 | 0.24 | 0 | 0.3897 | 0 | 0 | 0 | 0.84093 | 0 | 0 | 0 | 0 | 4204.6388 | -4204.6388 | -6006.6269 | 0 | -50042922.3294 | -50042.9223 | -1520291.3113 | -49582.2618
10 | 27 | 6 | 19.6 | 8.4718 | 0.24 | 666.1303 | 0.3646 | 0 | 666.1303 | 0 | 0.89089 | 0 | 0 | 0 | 0 | 4454.4532 | -3788.3229 | -5411.8899 | 0 | -50048334.2193 | -50048.3342 | -1520455.7231 | -49587.6239
10 | 27 | 7 | 20.9 | 152.5255 | 0.24 | 11992.894 | 0.36277 | 0 | 11992.894 | 0 | 0.85325 | 0 | 0 | 0 | 0 | 4266.2369 | 7726.6571 | 0 | 5408.6599 | -50042925.5594 | -50042.9256 | -1520291.4094 | -49582.265
10 | 27 | 8 | 22.2 | 446.8687 | 0.24 | 35136.7504 | 0.34497 | 0 | 35136.7504 | 0 | 0.82313 | 0 | 0 | 0 | 0 | 4115.6638 | 31021.0866 | 0 | 21714.7606 | -50021210.7988 | -50021.2108 | -1519631.7205 | -49560.7501
10 | 27 | 9 | 23.7 | 671.9907 | 0.24 | 52837.8213 | 0.24506 | 0 | 52837.8213 | 0 | 0.79142 | 0 | 0 | 0 | 0 | 3957.1058 | 48880.7154 | 0 | 34216.5008 | -49986994.2979 | -49986.9943 | -1518592.2318 | -49526.8486
10 | 27 | 10 | 25.2 | 839.834 | 0.2396 | 65925.0779 | 0.22369 | 0 | 65925.0779 | 0.96 | 0 | 0 | 0 | 0 | 0 | 4800 | 61125.0779 | 0 | 42787.5545 | -49944206.7434 | -49944.2067 | -1517292.3568 | -49484.4549
10 | 27 | 11 | 26.7 | 935.8516 | 0.2366 | 72542.4356 | 0.20347 | 0 | 72542.4356 | 2.16 | 0 | 0 | 0 | 0 | 0 | 10800 | 61742.4356 | 0 | 43219.7049 | -49900987.0385 | -49900.987 | -1515979.3531 | -49441.6331
10 | 27 | 12 | 26.7 | 938.559 | 0.2366 | 72752.2986 | 0.17349 | 0 | 72752.2986 | 2.16 | 0 | 0 | 0 | 0 | 0 | 10800 | 61952.2986 | 0 | 43366.609 | -49857620.4295 | -49857.6204 | -1514661.8865 | -49398.6657
10 | 27 | 13 | 26.7 | 882.6965 | 0.2366 | 68422.1254 | 0.14103 | 0 | 68422.1254 | 2.16 | 0 | 0 | 0 | 0 | 0 | 10800 | 57622.1254 | 0 | 40335.4877 | -49817284.9417 | -49817.2849 | -1513436.5046 | -49358.7015
10 | 27 | 14 | 26.7 | 746.83 | 0.2366 | 57890.4447 | 0.13418 | 0 | 57890.4447 | 2.16 | 1.349 | 0 | 0 | 0 | 0 | 17544.8633 | 40345.5814 | 0 | 28241.907 | -49789043.0347 | -49789.043 | -1512578.5226 | -49330.7195
10 | 27 | 15 | 25.4 | 542.4095 | 0.2392 | 42506.8431 | 0.1576 | 0 | 42506.8431 | 1.12 | 3.4334 | 0 | 0 | 0 | 0 | 22767.0389 | 19739.8042 | 0 | 13817.8629 | -49775225.1718 | -49775.2252 | -1512158.7394 | -49317.0289
10 | 27 | 16 | 24.1 | 294.2132 | 0.24 | 23133.6302 | 0.19338 | 0 | 23133.6302 | 0.08 | 4.6003 | 0 | 0 | 0 | 0 | 23401.2987 | -267.6685 | -382.3836 | 0 | -49775607.5554 | -49775.6076 | -1512170.3561 | -49317.4077
10 | 27 | 17 | 22.8 | 29.1468 | 0.24 | 2291.777 | 0.22607 | 0 | 2291.777 | 0 | 3.953 | 0 | 0 | 0 | 0 | 19764.9964 | -17473.2194 | -24961.7421 | 0 | -49800569.2975 | -49800.5693 | -1512928.6875 | -49342.1397
10 | 27 | 18 | 19.8 | 0 | 0.24 | 0 | 0.27354 | 0 | 0 | 0 | 2.4055 | 0 | 0 | 0 | 0 | 12027.5941 | -12027.5941 | -17182.2772 | 0 | -49817751.5747 | -49817.7516 | -1513450.6808 | -49359.1638
10 | 27 | 19 | 16.9 | 0 | 0.24 | 0 | 0.35728 | 0 | 0 | 0 | 1.6949 | 0 | 0 | 0 | 0 | 8474.2978 | -8474.2978 | -12106.1398 | 0 | -49829857.7145 | -49829.8577 | -1513818.4622 | -49371.1585
10 | 27 | 20 | 13.9 | 0 | 0.24 | 0 | 0.42589 | 0 | 0 | 0 | 1.224 | 0 | 0 | 0 | 0 | 6119.8826 | -6119.8826 | -8742.6894 | 0 | -49838600.4039 | -49838.6004 | -1514084.0629 | -49379.8207
10 | 27 | 21 | 12.2 | 0 | 0.24 | 0 | 0.48982 | 0 | 0 | 0 | 1.0542 | 0 | 0 | 0 | 0 | 5271.198 | -5271.198 | -7530.2829 | 0 | -49846130.6868 | -49846.1307 | -1514312.831 | -49387.2817
10 | 27 | 22 | 10.6 | 0 | 0.24 | 0 | 0.54549 | 0 | 0 | 0 | 1.0504 | 0 | 0 | 0 | 0 | 5251.8061 | -5251.8061 | -7502.5801 | 0 | -49853633.2669 | -49853.6333 | -1514540.7575 | -49394.7152
10 | 27 | 23 | 8.9 | 0 | 0.24 | 0 | 0.56998 | 0 | 0 | 0 | 1.0517 | 0 | 0 | 0 | 0 | 5258.6503 | -5258.6503 | -7512.3576 | 0 | -49861145.6244 | -49861.1456 | -1514768.981 | -49402.1584
10 | 28 | 0 | 8.3 | 0 | 0.24 | 0 | 0.54924 | 0 | 0 | 0 | 0.90618 | 0 | 0 | 0 | 0 | 4530.8805 | -4530.8805 | -6472.6864 | 0 | -49867618.3108 | -49867.6183 | -1514965.6196 | -49408.5715
10 | 28 | 1 | 7.8 | 0 | 0.24 | 0 | 0.5192 | 0 | 0 | 0 | 0.78868 | 0 | 0 | 0 | 0 | 3943.4174 | -3943.4174 | -5633.4534 | 0 | -49873251.7642 | -49873.2518 | -1515136.7625 | -49414.1531
10 | 28 | 2 | 7.2 | 0 | 0.24 | 0 | 0.50854 | 0 | 0 | 0 | 0.70108 | 0 | 0 | 0 | 0 | 3505.3866 | -3505.3866 | -5007.6952 | 0 | -49878259.4594 | -49878.2595 | -1515288.895 | -49419.1147
10 | 28 | 3 | 7 | 0 | 0.24 | 0 | 0.49991 | 0 | 0 | 0 | 0.6429 | 0 | 0 | 0 | 0 | 3214.5068 | -3214.5068 | -4592.1526 | 0 | -49882851.612 | -49882.8516 | -1515428.4034 | -49423.6646
10 | 28 | 4 | 6.9 | 0 | 0.24 | 0 | 0.48424 | 0 | 0 | 0 | 0.66708 | 0 | 0 | 0 | 0 | 3335.4216 | -3335.4216 | -4764.888 | 0 | -49887616.4999 | -49887.6165 | -1515573.1595 | -49428.3856
10 | 28 | 5 | 6.7 | 0 | 0.24 | 0 | 0.44745 | 0 | 0 | 0 | 0.6899 | 0 | 0 | 0 | 0 | 3449.4921 | -3449.4921 | -4927.8458 | 0 | -49892544.3458 | -49892.5443 | -1515722.8662 | -49433.2681
10 | 28 | 6 | 6.7 | 5.0858 | 0.24 | 399.8879 | 0.43453 | 0 | 399.8879 | 0 | 0.85165 | 0 | 0 | 0 | 0 | 4258.252 | -3858.364 | -5511.9486 | 0 | -49898056.2944 | -49898.0563 | -1515890.3178 | -49438.7293
10 | 28 | 7 | 6.7 | 102.3495 | 0.24 | 8047.6163 | 0.38611 | 0 | 8047.6163 | 0 | 0.82496 | 0 | 0 | 0 | 0 | 4124.7895 | 3922.8269 | 0 | 2745.9788 | -49895310.3156 | -49895.3103 | -1515806.8957 | -49436.0086
10 | 28 | 8 | 6.7 | 381.7592 | 0.24 | 30017.2641 | 0.32229 | 0 | 30017.2641 | 0 | 0.81538 | 0 | 0 | 0 | 0 | 4076.8799 | 25940.3843 | 0 | 18158.269 | -49877152.0466 | -49877.152 | -1515255.252 | -49418.0175
10 | 28 | 9 | 7.1 | 95.3778 | 0.24 | 7499.4402 | 0.22713 | 0 | 7499.4402 | 0 | 0.73621 | 0 | 0 | 0 | 0 | 3681.0552 | 3818.385 | 0 | 2672.8695 | -49874479.1771 | -49874.4792 | -1515174.0509 | -49415.3692
10 | 28 | 10 | 7.4 | 111 | 0.24 | 8727.7968 | 0.18474 | 0 | 8727.7968 | 0 | 0.80625 | 0 | 0 | 0 | 0 | 4031.2517 | 4696.5451 | 0 | 3287.5816 | -49871191.5955 | -49871.1916 | -1515074.1751 | -49412.1119
10 | 28 | 11 | 7.8 | 100.3111 | 0.24 | 7887.3423 | 0.14731 | 0 | 7887.3423 | 0 | 0.8277 | 0 | 0 | 0 | 0 | 4138.4779 | 3748.8644 | 0 | 2624.2051 | -49868567.3904 | -49868.5674 | -1514994.4524 | -49409.5119
10 | 28 | 12 | 8 | 97.8444 | 0.24 | 7693.3913 | 0.11385 | 0 | 7693.3913 | 0 | 0.87036 | 0 | 0 | 0 | 0 | 4351.7898 | 3341.6015 | 0 | 2339.121 | -49866228.2694 | -49866.2283 | -1514923.3905 | -49407.1943
10 | 28 | 13 | 8.1 | 92.0889 | 0.24 | 7240.8388 | 0.10515 | 0 | 7240.8388 | 0 | 1.4934 | 0 | 0 | 0 | 0 | 7467.0553 | -226.2164 | -323.1663 | 0 | -49866551.4357 | -49866.5514 | -1514933.2082 | -49407.5145
10 | 28 | 14 | 8.3 | 79.7556 | 0.24 | 6271.0836 | 0.099521 | 0 | 6271.0836 | 0 | 3.1372 | 0 | 0 | 0 | 0 | 15685.8352 | -9414.7515 | -13449.645 | 0 | -49880001.0808 | -49880.0011 | -1515341.805 | -49420.8403
10 | 28 | 15 | 8.3 | 78.9333 | 0.24 | 6206.4333 | 0.09821 | 0 | 6206.4333 | 0 | 4.2979 | 0 | 0 | 0 | 0 | 21489.7425 | -15283.3092 | -21833.2988 | 0 | -49901834.3796 | -49901.8344 | -1516005.0951 | -49442.4726
10 | 28 | 16 | 8.3 | 55.0889 | 0.24 | 4331.5732 | 0.11138 | 0 | 4331.5732 | 0 | 4.66 | 0 | 0 | 0 | 0 | 23300.0414 | -18968.4682 | -27097.8116 | 0 | -49928932.1912 | -49928.9322 | -1516828.3197 | -49469.321
10 | 28 | 17 | 8.3 | 11.019 | 0.24 | 866.4136 | 0.13697 | 0 | 866.4136 | 0 | 4.1928 | 0 | 0 | 0 | 0 | 20963.8774 | -20097.4638 | -28710.6626 | 0 | -49957642.8539 | -49957.6429 | -1517700.5424 | -49497.7673
10 | 28 | 18 | 8.1 | 0 | 0.24 | 0 | 0.17527 | 0 | 0 | 0 | 2.7372 | 0 | 0 | 0 | 0 | 13686.1792 | -13686.1792 | -19551.6846 | 0 | -49977194.5384 | -49977.1945 | -1518294.5176 | -49517.1391
10 | 28 | 19 | 8 | 0 | 0.24 | 0 | 0.24395 | 0 | 0 | 0 | 1.2128 | 0 | 0 | 0 | 0 | 6063.9881 | -6063.9881 | -8662.8401 | 0 | -49985857.3785 | -49985.8574 | -1518557.6925 | -49525.7221
10 | 28 | 20 | 7.8 | 0 | 0.24 | 0 | 0.28134 | 0 | 0 | 0 | 0.90207 | 0 | 0 | 0 | 0 | 4510.3478 | -4510.3478 | -6443.354 | 0 | -49992300.7325 | -49992.3007 | -1518753.44 | -49532.1062
10 | 28 | 21 | 7.4 | 0 | 0.24 | 0 | 0.2947 | 0 | 0 | 0 | 0.88929 | 0 | 0 | 0 | 0 | 4446.4683 | -4446.4683 | -6352.0976 | 0 | -49998652.83 | -49998.6528 | -1518946.4151 | -49538.3998
10 | 28 | 22 | 7.1 | 0 | 0.24 | 0 | 0.3106 | 0 | 0 | 0 | 0.9185 | 0 | 0 | 0 | 0 | 4592.4785 | -4592.4785 | -6560.6836 | 0 | -50005213.5136 | -50005.2135 | -1519145.727 | -49544.9001
10 | 28 | 23 | 6.7 | 0 | 0.24 | 0 | 0.31915 | 0 | 0 | 0 | 0.93355 | 0 | 0 | 0 | 0 | 4667.7651 | -4667.7651 | -6668.2358 | 0 | -50011881.7495 | -50011.8817 | -1519348.3063 | -49551.507
10 | 29 | 0 | 6.7 | 0 | 0.24 | 0 | 0.33641 | 0 | 0 | 0 | 0.73256 | 0 | 0 | 0 | 0 | 3662.8039 | -3662.8039 | -5232.577 | 0 | -50017114.3265 | -50017.1143 | -1519507.2707 | -49556.6914
10 | 29 | 1 | 6.7 | 0 | 0.24 | 0 | 0.34019 | 0 | 0 | 0 | 0.71956 | 0 | 0 | 0 | 0 | 3597.7837 | -3597.7837 | -5139.691 | 0 | -50022254.0175 | -50022.254 | -1519663.4132 | -49561.7837
10 | 29 | 2 | 6.7 | 0 | 0.24 | 0 | 0.3518 | 0 | 0 | 0 | 0.65499 | 0 | 0 | 0 | 0 | 3274.9642 | -3274.9642 | -4678.5203 | 0 | -50026932.5378 | -50026.9325 | -1519805.5455 | -49566.4192
10 | 29 | 3 | 6.3 | 0 | 0.24 | 0 | 0.35046 | 0 | 0 | 0 | 0.63674 | 0 | 0 | 0 | 0 | 3183.7078 | -3183.7078 | -4548.154 | 0 | -50031480.6918 | -50031.4807 | -1519943.7172 | -49570.9255
10 | 29 | 4 | 6 | 0 | 0.24 | 0 | 0.33466 | 0 | 0 | 0 | 0.61598 | 0 | 0 | 0 | 0 | 3079.9036 | -3079.9036 | -4399.8623 | 0 | -50035880.5542 | -50035.8806 | -1520077.3839 | -49575.2848
10 | 29 | 5 | 5.6 | 0 | 0.24 | 0 | 0.3298 | 0 | 0 | 0 | 0.69127 | 0 | 0 | 0 | 0 | 3456.3363 | -3456.3363 | -4937.6233 | 0 | -50040818.1775 | -50040.8182 | -1520227.3877 | -49580.177
10 | 29 | 6 | 6.1 | 0 | 0.24 | 0 | 0.33187 | 0 | 0 | 0 | 0.78982 | 0 | 0 | 0 | 0 | 3949.1209 | -3949.1209 | -5641.6013 | 0 | -50046459.7787 | -50046.4598 | -1520398.7781 | -49585.7667
10 | 29 | 7 | 6.7 | 21.3778 | 0.24 | 1680.909 | 0.31854 | 0 | 1680.909 | 0 | 0.77454 | 0 | 0 | 0 | 0 | 3872.6936 | -2191.7846 | -3131.1209 | 0 | -50049590.8996 | -50049.5909 | -1520493.9007 | -49588.869
10 | 29 | 8 | 7.2 | 92.9111 | 0.24 | 7305.4892 | 0.28372 | 0 | 7305.4892 | 0 | 0.76336 | 0 | 0 | 0 | 0 | 3816.7991 | 3488.6901 | 0 | 2442.0831 | -50047148.8166 | -50047.1488 | -1520419.7109 | -49586.4494
10 | 29 | 9 | 8.3 | 71.5333 | 0.24 | 5624.5802 | 0.23556 | 0 | 5624.5802 | 0 | 0.68169 | 0 | 0 | 0 | 0 | 3408.4267 | 2216.1535 | 0 | 1551.3074 | -50045597.5092 | -50045.5975 | -1520372.5826 | -49584.9124
10 | 29 | 10 | 9.5 | 95.3778 | 0.24 | 7499.4402 | 0.24061 | 0 | 7499.4402 | 0 | 0.66845 | 0 | 0 | 0 | 0 | 3342.2658 | 4157.1744 | 0 | 2910.0221 | -50042687.4871 | -50042.6875 | -1520284.1768 | -49582.0291
10 | 29 | 11 | 10.6 | 99.4889 | 0.24 | 7822.6919 | 0.25063 | 0 | 7822.6919 | 0 | 0.61119 | 0 | 0 | 0 | 0 | 3055.9488 | 4766.7431 | 0 | 3336.7202 | -50039350.7669 | -50039.3508 | -1520182.8081 | -49578.7231
10 | 29 | 12 | 11.3 | 167.1952 | 0.24 | 13146.3563 | 0.26796 | 0 | 13146.3563 | 0 | 0.77226 | 0 | 0 | 0 | 0 | 3861.2866 | 9285.0697 | 0 | 6499.5488 | -50032851.2181 | -50032.8512 | -1519985.3535 | -49572.2834
10 | 29 | 13 | 12.1 | 143.8889 | 0.24 | 11313.8107 | 0.28881 | 0 | 11313.8107 | 0 | 1.5539 | 0 | 0 | 0 | 0 | 7769.3421 | 3544.4686 | 0 | 2481.128 | -50030370.0901 | -50030.3701 | -1519909.9774 | -49569.8251
10 | 29 | 14 | 12.8 | 73.1778 | 0.24 | 5753.8809 | 0.31595 | 0 | 5753.8809 | 0 | 3.1687 | 0 | 0 | 0 | 0 | 15843.2525 | -10089.3716 | -14413.388 | 0 | -50044783.4781 | -50044.7835 | -1520347.8525 | -49584.1058
10 | 29 | 15 | 12.1 | 146.2543 | 0.24 | 11499.8016 | 0.34417 | 0 | 11499.8016 | 0 | 4.2186 | 0 | 0 | 0 | 0 | 21092.7771 | -9592.9755 | -13704.2508 | 0 | -50058487.7288 | -50058.4877 | -1520764.1842 | -49597.6839
10 | 29 | 16 | 11.3 | 145.7065 | 0.24 | 11456.7293 | 0.37723 | 0 | 11456.7293 | 0 | 4.5621 | 0 | 0 | 0 | 0 | 22810.6789 | -11353.9497 | -16219.9281 | 0 | -50074707.6569 | -50074.7077 | -1521256.9415 | -49613.7545
10 | 29 | 17 | 10.6 | 11.7953 | 0.24 | 927.4514 | 0.37971 | 0 | 927.4514 | 0 | 4.2589 | 0 | 0 | 0 | 0 | 21294.6819 | -20367.2305 | -29096.0436 | 0 | -50103803.7006 | -50103.8037 | -1522140.8719 | -49642.5827
10 | 29 | 18 | 9.8 | 0 | 0.24 | 0 | 0.42436 | 0 | 0 | 0 | 3.1864 | 0 | 0 | 0 | 0 | 15932.2275 | -15932.2275 | -22760.3249 | 0 | -50126564.0255 | -50126.564 | -1522832.3248 | -49665.1335
10 | 29 | 19 | 9.1 | 0 | 0.24 | 0 | 0.50982 | 0 | 0 | 0 | 1.456 | 0 | 0 | 0 | 0 | 7279.9796 | -7279.9796 | -10399.9709 | 0 | -50136963.9964 | -50136.964 | -1523148.2733 | -49675.4378
10 | 29 | 20 | 8.3 | 0 | 0.24 | 0 | 0.53321 | 0 | 0 | 0 | 0.92694 | 0 | 0 | 0 | 0 | 4634.6846 | -4634.6846 | -6620.978 | 0 | -50143584.9744 | -50143.585 | -1523349.4169 | -49681.9978
10 | 29 | 21 | 7.4 | 0 | 0.24 | 0 | 0.53474 | 0 | 0 | 0 | 0.9842 | 0 | 0 | 0 | 0 | 4921.0016 | -4921.0016 | -7030.0023 | 0 | -50150614.9767 | -50150.615 | -1523562.9866 | -49688.9631
10 | 29 | 22 | 6.5 | 0 | 0.24 | 0 | 0.53672 | 0 | 0 | 0 | 0.99606 | 0 | 0 | 0 | 0 | 4980.3183 | -4980.3183 | -7114.7404 | 0 | -50157729.7171 | -50157.7297 | -1523779.1306 | -49696.0123
10 | 29 | 23 | 5.6 | 0 | 0.24 | 0 | 0.52895 | 0 | 0 | 0 | 0.91621 | 0 | 0 | 0 | 0 | 4581.0715 | -4581.0715 | -6544.3878 | 0 | -50164274.1049 | -50164.2741 | -1523977.9475 | -49702.4965
10 | 30 | 0 | 4.7 | 0 | 0.24 | 0 | 0.54847 | 0 | 0 | 0 | 0.7191 | 0 | 0 | 0 | 0 | 3595.5023 | -3595.5023 | -5136.4319 | 0 | -50169410.5368 | -50169.4105 | -1524133.991 | -49707.5856
10 | 30 | 1 | 3.7 | 0 | 0.24 | 0 | 0.53026 | 0 | 0 | 0 | 0.70906 | 0 | 0 | 0 | 0 | 3545.3113 | -3545.3113 | -5064.7304 | 0 | -50174475.2672 | -50174.4753 | -1524287.8562 | -49712.6038
10 | 30 | 2 | 2.8 | 0 | 0.24 | 0 | 0.51421 | 0 | 0 | 0 | 0.6899 | 0 | 0 | 0 | 0 | 3449.4921 | -3449.4921 | -4927.8458 | 0 | -50179403.1131 | -50179.4031 | -1524437.5629 | -49717.4862
10 | 30 | 3 | 2.2 | 0 | 0.24 | 0 | 0.51617 | 0 | 0 | 0 | 0.63332 | 0 | 0 | 0 | 0 | 3166.5972 | -3166.5972 | -4523.7103 | 0 | -50183926.8234 | -50183.9268 | -1524574.9921 | -49721.9683
10 | 30 | 4 | 1.7 | 0 | 0.24 | 0 | 0.49873 | 0 | 0 | 0 | 0.67461 | 0 | 0 | 0 | 0 | 3373.0648 | -3373.0648 | -4818.6641 | 0 | -50188745.4874 | -50188.7455 | -1524721.3819 | -49726.7426
10 | 30 | 5 | 1.1 | 0 | 0.24 | 0 | 0.49059 | 0 | 0 | 0 | 0.62853 | 0 | 0 | 0 | 0 | 3142.6424 | -3142.6424 | -4489.4892 | 0 | -50193234.9766 | -50193.235 | -1524857.7714 | -49731.1908
10 | 30 | 6 | 2.8 | 2.7409 | 0.24 | 215.5154 | 0.47703 | 0 | 215.5154 | 0 | 0.62625 | 0 | 0 | 0 | 0 | 3131.2354 | -2915.72 | -4165.3143 | 0 | -50197400.2909 | -50197.4003 | -1524984.3126 | -49735.3177
10 | 30 | 7 | 4.4 | 74.1771 | 0.24 | 5832.4565 | 0.44225 | 0 | 5832.4565 | 0 | 0.62944 | 0 | 0 | 0 | 0 | 3147.2052 | 2685.2513 | 0 | 1879.6759 | -50195520.615 | -50195.5206 | -1524927.2086 | -49733.4554
10 | 30 | 8 | 6.1 | 55.9111 | 0.24 | 4396.2236 | 0.40606 | 0 | 4396.2236 | 0 | 0.67096 | 0 | 0 | 0 | 0 | 3354.8136 | 1041.41 | 0 | 728.987 | -50194791.628 | -50194.7916 | -1524905.0621 | -49732.7331
10 | 30 | 9 | 8.9 | 552.0424 | 0.24 | 43406.4315 | 0.42925 | 0 | 43406.4315 | 0 | 0.89317 | 0 | 0 | 0 | 0 | 4465.8603 | 38940.5712 | 0 | 27258.3999 | -50167533.2281 | -50167.5332 | -1524076.9588 | -49705.7256
10 | 30 | 10 | 11.6 | 821.5379 | 0.24 | 64596.5359 | 0.4613 | 0 | 64596.5359 | 0 | 1.3536 | 0 | 0 | 0 | 0 | 6767.8031 | 57828.7328 | 0 | 40480.113 | -50127053.1151 | -50127.0531 | -1522847.1832 | -49665.6181
10 | 30 | 11 | 14.4 | 867.7992 | 0.24 | 68234.0128 | 0.45126 | 0 | 68234.0128 | 0 | 1.4142 | 0 | 0 | 0 | 0 | 7071.2306 | 61162.7822 | 0 | 42813.9476 | -50084239.1675 | -50084.2392 | -1521546.5064 | -49623.1983
10 | 30 | 12 | 15.7 | 863.7178 | 0.24 | 67913.0933 | 0.44802 | 0 | 67913.0933 | 0 | 1.1092 | 0 | 0 | 0 | 0 | 5546.108 | 62366.9854 | 0 | 43656.8898 | -50040582.2778 | -50040.5823 | -1520220.2211 | -49579.9433
10 | 30 | 13 | 17 | 866.415 | 0.24 | 68125.1695 | 0.4483 | 0 | 68125.1695 | 0 | 1.6367 | 0 | 0 | 0 | 0 | 8183.418 | 59941.7514 | 0 | 41959.226 | -49998623.0518 | -49998.6231 | -1518945.5104 | -49538.3703
10 | 30 | 14 | 18.3 | 738.0536 | 0.24 | 58032.2725 | 0.44597 | 0 | 58032.2725 | 0 | 3.5414 | 0 | 0 | 0 | 0 | 17707.1645 | 40325.108 | 0 | 28227.5756 | -49970395.4762 | -49970.3955 | -1518087.9638 | -49510.4026
10 | 30 | 15 | 17.2 | 515.96 | 0.24 | 40569.317 | 0.45869 | 0 | 40569.317 | 0 | 4.8532 | 0 | 0 | 0 | 0 | 24266.2186 | 16303.0985 | 0 | 11412.1689 | -49958983.3073 | -49958.9833 | -1517741.265 | -49499.0955
10 | 30 | 16 | 16.1 | 284.1101 | 0.24 | 22339.2384 | 0.46421 | 0 | 22339.2384 | 0 | 4.7022 | 0 | 0 | 0 | 0 | 23511.0718 | -1171.8334 | -1674.0477 | 0 | -49960657.355 | -49960.6574 | -1517792.1222 | -49500.7541
10 | 30 | 17 | 15 | 19.7551 | 0.24 | 1553.3166 | 0.46646 | 0 | 1553.3166 | 0 | 3.188 | 0 | 0 | 0 | 0 | 15940.2124 | -14386.8958 | -20552.7082 | 0 | -49981210.0632 | -49981.2101 | -1518416.5082 | -49521.1176
10 | 30 | 18 | 12.8 | 0 | 0.24 | 0 | 0.47288 | 0 | 0 | 0 | 1.289 | 0 | 0 | 0 | 0 | 6444.9835 | -6444.9835 | -9207.1193 | 0 | -49990417.1826 | -49990.4172 | -1518696.2182 | -49530.24
10 | 30 | 19 | 10.5 | 0 | 0.24 | 0 | 0.47276 | 0 | 0 | 0 | 0.7118 | 0 | 0 | 0 | 0 | 3558.9998 | -3558.9998 | -5084.2854 | 0 | -49995501.4679 | -49995.5015 | -1518850.6775 | -49535.2775
10 | 30 | 20 | 8.3 | 0 | 0.24 | 0 | 0.46342 | 0 | 0 | 0 | 0.74055 | 0 | 0 | 0 | 0 | 3702.7286 | -3702.7286 | -5289.6123 | 0 | -50000791.0802 | -50000.7911 | -1519011.3746 | -49540.5184
10 | 30 | 21 | 7.8 | 0 | 0.24 | 0 | 0.45214 | 0 | 0 | 0 | 0.81469 | 0 | 0 | 0 | 0 | 4073.4577 | -4073.4577 | -5819.2253 | 0 | -50006610.3056 | -50006.6103 | -1519188.1612 | -49546.284
10 | 30 | 22 | 7.2 | 0 | 0.24 | 0 | 0.45561 | 0 | 0 | 0 | 0.95066 | 0 | 0 | 0 | 0 | 4753.3179 | -4753.3179 | -6790.4542 | 0 | -50013400.7598 | -50013.4008 | -1519394.4535 | -49553.012
10 | 30 | 23 | 6.7 | 0 | 0.24 | 0 | 0.42036 | 0 | 0 | 0 | 0.89408 | 0 | 0 | 0 | 0 | 4470.4231 | -4470.4231 | -6386.3187 | 0 | -50019787.0785 | -50019.7871 | -1519588.4682 | -49559.3395
10 | 31 | 0 | 6.1 | 0 | 0.24 | 0 | 0.39647 | 0 | 0 | 0 | 0.75013 | 0 | 0 | 0 | 0 | 3750.6382 | -3750.6382 | -5358.0546 | 0 | -50025145.1331 | -50025.1451 | -1519751.2445 | -49564.6482
10 | 31 | 1 | 5.6 | 0 | 0.24 | 0 | 0.40047 | 0 | 0 | 0 | 0.80283 | 0 | 0 | 0 | 0 | 4014.1411 | -4014.1411 | -5734.4873 | 0 | -50030879.6203 | -50030.8796 | -1519925.4568 | -49570.3299
10 | 31 | 2 | 5 | 0 | 0.24 | 0 | 0.40407 | 0 | 0 | 0 | 0.86351 | 0 | 0 | 0 | 0 | 4317.5686 | -4317.5686 | -6167.9552 | 0 | -50037047.5755 | -50037.0476 | -1520112.8377 | -49576.4411
10 | 31 | 3 | 4.6 | 0 | 0.24 | 0 | 0.39541 | 0 | 0 | 0 | 0.72868 | 0 | 0 | 0 | 0 | 3643.4119 | -3643.4119 | -5204.8742 | 0 | -50042252.4497 | -50042.2524 | -1520270.9605 | -49581.5981
10 | 31 | 4 | 4.3 | 0 | 0.24 | 0 | 0.37018 | 0 | 0 | 0 | 0.60777 | 0 | 0 | 0 | 0 | 3038.8383 | -3038.8383 | -4341.1975 | 0 | -50046593.6472 | -50046.5936 | -1520402.845 | -49585.8993
10 | 31 | 5 | 3.9 | 0 | 0.24 | 0 | 0.37224 | 0 | 0 | 0 | 0.66686 | 0 | 0 | 0 | 0 | 3334.2809 | -3334.2809 | -4763.2584 | 0 | -50051356.9056 | -50051.3569 | -1520547.5516 | -49590.6187
10 | 31 | 6 | 6.3 | 3.6459 | 0.24 | 286.676 | 0.37579 | 0 | 286.676 | 0 | 0.70678 | 0 | 0 | 0 | 0 | 3533.9042 | -3247.2282 | -4638.8975 | 0 | -50055995.8031 | -50055.9958 | -1520688.4801 | -49595.2149
10 | 31 | 7 | 8.7 | 98.867 | 0.24 | 7773.7957 | 0.3996 | 0 | 7773.7957 | 0 | 0.66092 | 0 | 0 | 0 | 0 | 3304.6225 | 4469.1732 | 0 | 3128.4212 | -50052867.3818 | -50052.8674 | -1520593.4394 | -49592.1153
10 | 31 | 8 | 11.1 | 407.9789 | 0.24 | 32078.8937 | 0.37472 | 0 | 32078.8937 | 0 | 0.71864 | 0 | 0 | 0 | 0 | 3593.2209 | 28485.6728 | 0 | 19939.9709 | -50032927.4109 | -50032.9274 | -1519987.6682 | -49572.3589
10 | 31 | 9 | 14.6 | 664.3776 | 0.24 | 52239.2127 | 0.37068 | 0 | 52239.2127 | 0 | 0.71066 | 0 | 0 | 0 | 0 | 3553.2962 | 48685.9165 | 0 | 34080.1415 | -49998847.2694 | -49998.8473 | -1518952.3221 | -49538.5925
10 | 31 | 10 | 18.2 | 830.8082 | 0.24 | 65325.4481 | 0.38144 | 0 | 65325.4481 | 0 | 0.71591 | 0 | 0 | 0 | 0 | 3579.5325 | 61745.9157 | 0 | 43222.141 | -49955625.1284 | -49955.6251 | -1517639.2444 | -49495.7682
10 | 31 | 11 | 21.7 | 925.2533 | 0.24 | 72751.5551 | 0.36646 | 0 | 72751.5551 | 0 | 0.67256 | 0 | 0 | 0 | 0 | 3362.7985 | 69388.7566 | 0 | 48572.1296 | -49907052.9988 | -49907.053 | -1516163.6354 | -49447.6432
10 | 31 | 12 | 22.6 | 941.2448 | 0.24 | 74008.953 | 0.35694 | 0 | 74008.953 | 0 | 0.79963 | 0 | 0 | 0 | 0 | 3998.1712 | 70010.7818 | 0 | 49007.5472 | -49858045.4516 | -49858.0455 | -1514674.7985 | -49399.0868
10 | 31 | 13 | 23.5 | 877.1703 | 0.24 | 68970.8458 | 0.34994 | 0 | 68970.8458 | 0 | 1.6107 | 0 | 0 | 0 | 0 | 8053.3777 | 60917.4681 | 0 | 42642.2277 | -49815403.2239 | -49815.4032 | -1513379.3384 | -49356.8371
10 | 31 | 14 | 24.4 | 736.6456 | 0.24 | 57921.5559 | 0.33885 | 0 | 57921.5559 | 0.32 | 3.1432 | 0 | 0 | 0 | 0 | 17315.9819 | 40605.5741 | 0 | 28423.9019 | -49786979.322 | -49786.9793 | -1512515.8275 | -49328.6748
10 | 31 | 15 | 23.1 | 515.5321 | 0.24 | 40535.6741 | 0.31495 | 0 | 40535.6741 | 0 | 4.5749 | 0 | 0 | 0 | 0 | 22874.5584 | 17661.1157 | 0 | 12362.781 | -49774616.5411 | -49774.6165 | -1512140.2493 | -49316.4258
10 | 31 | 16 | 21.9 | 279.4076 | 0.24 | 21969.4813 | 0.28376 | 0 | 21969.4813 | 0 | 4.3858 | 0 | 0 | 0 | 0 | 21928.9139 | 40.5674 | 0 | 28.3972 | -49774588.1439 | -49774.5881 | -1512139.3866 | -49316.3977
10 | 31 | 17 | 20.6 | 42.1355 | 0.24 | 3313.0599 | 0.29038 | 0 | 3313.0599 | 0 | 2.6177 | 0 | 0 | 0 | 0 | 13088.4498 | -9775.3899 | -13964.8427 | 0 | -49788552.9866 | -49788.553 | -1512563.635 | -49330.234
10 | 31 | 18 | 17.8 | 0 | 0.24 | 0 | 0.28079 | 0 | 0 | 0 | 1.5007 | 0 | 0 | 0 | 0 | 7503.5578 | -7503.5578 | -10719.3683 | 0 | -49799272.3549 | -49799.2724 | -1512889.2867 | -49340.8547
10 | 31 | 19 | 15 | 0 | 0.24 | 0 | 0.2972 | 0 | 0 | 0 | 1.3406 | 0 | 0 | 0 | 0 | 6702.7829 | -6702.7829 | -9575.4041 | 0 | -49808847.759 | -49808.8478 | -1513180.1851 | -49350.342
10 | 31 | 20 | 12.2 | 0 | 0.24 | 0 | 0.31206 | 0 | 0 | 0 | 1.1117 | 0 | 0 | 0 | 0 | 5558.6557 | -5558.6557 | -7940.9367 | 0 | -49816788.6957 | -49816.7887 | -1513421.4287 | -49358.2098
10 | 31 | 21 | 13.6 | 0 | 0.24 | 0 | 0.36159 | 0 | 0 | 0 | 1.0296 | 0 | 0 | 0 | 0 | 5148.0019 | -5148.0019 | -7354.2884 | 0 | -49824142.9842 | -49824.143 | -1513644.8502 | -49365.4964
10 | 31 | 22 | 14.9 | 0 | 0.24 | 0 | 0.40554 | 0 | 0 | 0 | 1.0369 | 0 | 0 | 0 | 0 | 5184.5045 | -5184.5045 | -7406.4349 | 0 | -49831549.4191 | -49831.5494 | -1513869.8558 | -49372.8346
10 | 31 | 23 | 16.3 | 0 | 0.24 | 0 | 0.42374 | 0 | 0 | 0 | 1.0045 | 0 | 0 | 0 | 0 | 5022.5243 | -5022.5243 | -7175.0348 | 0 | -49838724.4539 | -49838.7245 | -1514087.8315 | -49379.9436
11 | 1 | 0 | 17.7 | 0 | 0.24 | 0 | 0.44064 | 0 | 0 | 0 | 0.78138 | 0 | 0 | 0 | 0 | 3906.9148 | -3906.9148 | -5581.3069 | 0 | -49844305.7607 | -49844.3058 | -1514257.3902 | -49385.4736
11 | 1 | 1 | 19.1 | 0 | 0.24 | 0 | 0.44338 | 0 | 0 | 0 | 0.79462 | 0 | 0 | 0 | 0 | 3973.0757 | -3973.0757 | -5675.8224 | 0 | -49849981.5831 | -49849.9816 | -1514429.8202 | -49391.0971
11 | 1 | 2 | 20.4 | 0 | 0.24 | 0 | 0.44014 | 0 | 0 | 0 | 0.7937 | 0 | 0 | 0 | 0 | 3968.5129 | -3968.5129 | -5669.3041 | 0 | -49855650.8873 | -49855.6509 | -1514602.0523 | -49396.7142
11 | 1 | 3 | 21.8 | 0 | 0.24 | 0 | 0.45114 | 0 | 0 | 0 | 0.74328 | 0 | 0 | 0 | 0 | 3716.4171 | -3716.4171 | -5309.1672 | 0 | -49860960.0545 | -49860.9601 | -1514763.3434 | -49401.9745
11 | 1 | 4 | 21.5 | 0 | 0.24 | 0 | 0.45397 | 0 | 0 | 0 | 0.7937 | 0 | 0 | 0 | 0 | 3968.5129 | -3968.5129 | -5669.3041 | 0 | -49866629.3586 | -49866.6294 | -1514935.5755 | -49407.5917
11 | 1 | 5 | 21.1 | 0 | 0.24 | 0 | 0.44328 | 0 | 0 | 0 | 0.84709 | 0 | 0 | 0 | 0 | 4235.4379 | -4235.4379 | -6050.6255 | 0 | -49872679.9841 | -49872.68 | -1515119.3919 | -49413.5866
11 | 1 | 6 | 21.3 | 4.9421 | 0.24 | 388.5903 | 0.43695 | 0 | 388.5903 | 0 | 0.91804 | 0 | 0 | 0 | 0 | 4590.1971 | -4201.6068 | -6002.2954 | 0 | -49878682.2795 | -49878.6823 | -1515301.7401 | -49419.5336
11 | 1 | 7 | 21.5 | 114.2851 | 0.24 | 8986.1037 | 0.41972 | 0 | 8986.1037 | 0 | 0.88245 | 0 | 0 | 0 | 0 | 4412.2471 | 4573.8565 | 0 | 3201.6996 | -49875480.58 | -49875.4806 | -1515204.4733 | -49416.3614
11 | 1 | 8 | 21.7 | 405.478 | 0.24 | 31882.2476 | 0.38912 | 0 | 31882.2476 | 0 | 0.85781 | 0 | 0 | 0 | 0 | 4289.051 | 27593.1966 | 0 | 19315.2376 | -49856165.3424 | -49856.1653 | -1514617.6813 | -49397.224
11 | 1 | 9 | 20.4 | 661.3638 | 0.24 | 52002.2457 | 0.30916 | 0 | 52002.2457 | 0 | 0.78937 | 0 | 0 | 0 | 0 | 3946.8395 | 48055.4062 | 0 | 33638.7844 | -49822526.558 | -49822.5266 | -1513595.7435 | -49363.8948
11 | 1 | 10 | 19.1 | 828.7427 | 0.24 | 65163.0448 | 0.29047 | 0 | 65163.0448 | 0 | 0.73074 | 0 | 0 | 0 | 0 | 3653.6783 | 61509.3665 | 0 | 43056.5566 | -49779470.0014 | -49779.47 | -1512287.6962 | -49321.2346
11 | 1 | 11 | 17.8 | 923.0706 | 0.24 | 72579.9373 | 0.2763 | 0 | 72579.9373 | 0 | 0.79735 | 0 | 0 | 0 | 0 | 3986.7642 | 68593.1731 | 0 | 48015.2212 | -49731454.7802 | -49731.4548 | -1510829.006 | -49273.6614
11 | 1 | 12 | 18.7 | 939.8206 | 0.24 | 73896.9649 | 0.24125 | 0 | 73896.9649 | 0 | 1.0134 | 0 | 0 | 0 | 0 | 5067.0118 | 68829.953 | 0 | 48180.9671 | -49683273.8131 | -49683.2738 | -1509365.2804 | -49225.924
11 | 1 | 13 | 19.7 | 874.8803 | 0.24 | 68790.7849 | 0.20345 | 0 | 68790.7849 | 0 | 1.7352 | 0 | 0 | 0 | 0 | 8676.2026 | 60114.5823 | 0 | 42080.2076 | -49641193.6055 | -49641.1936 | -1508086.8943 | -49184.2311
11 | 1 | 14 | 20.6 | 732.8782 | 0.24 | 57625.3355 | 0.15477 | 0 | 57625.3355 | 0 | 3.5428 | 0 | 0 | 0 | 0 | 17714.0087 | 39911.3268 | 0 | 27937.9288 | -49613255.6767 | -49613.2557 | -1507238.1471 | -49156.5504
11 | 1 | 15 | 18.9 | 531.1702 | 0.24 | 41765.273 | 0.11917 | 0 | 41765.273 | 0 | 4.5824 | 0 | 0 | 0 | 0 | 22912.2017 | 18853.0714 | 0 | 13197.15 | -49600058.5268 | -49600.0585 | -1506837.2211 | -49143.4747
11 | 1 | 16 | 17.3 | 278.7917 | 0.24 | 21921.0538 | 0.11217 | 0 | 21921.0538 | 0 | 4.7351 | 0 | 0 | 0 | 0 | 23675.3333 | -1754.2796 | -2506.1137 | 0 | -49602564.6404 | -49602.5646 | -1506913.3562 | -49145.9577
11 | 1 | 17 | 15.6 | 20.8316 | 0.24 | 1637.9632 | 0.11526 | 0 | 1637.9632 | 0 | 4.2014 | 0 | 0 | 0 | 0 | 21007.2242 | -19369.261 | -27670.3729 | 0 | -49630235.0133 | -49630.235 | -1507753.9751 | -49173.3734
11 | 1 | 18 | 13.9 | 0 | 0.24 | 0 | 0.15276 | 0 | 0 | 0 | 2.8712 | 0 | 0 | 0 | 0 | 14355.7731 | -14355.7731 | -20508.2472 | 0 | -49650743.2606 | -49650.7433 | -1508377.0104 | -49193.6929
11 | 1 | 19 | 12.3 | 0 | 0.24 | 0 | 0.20569 | 0 | 0 | 0 | 1.4382 | 0 | 0 | 0 | 0 | 7191.0046 | -7191.0046 | -10272.8638 | 0 | -49661016.1244 | -49661.0161 | -1508689.0974 | -49203.8712
11 | 1 | 20 | 10.6 | 0 | 0.24 | 0 | 0.26412 | 0 | 0 | 0 | 1.0935 | 0 | 0 | 0 | 0 | 5467.3993 | -5467.3993 | -7810.5704 | 0 | -49668826.6948 | -49668.8267 | -1508926.3806 | -49211.6098
11 | 1 | 21 | 10.2 | 0 | 0.24 | 0 | 0.28075 | 0 | 0 | 0 | 0.94815 | 0 | 0 | 0 | 0 | 4740.7702 | -4740.7702 | -6772.5288 | 0 | -49675599.2236 | -49675.5992 | -1509132.1283 | -49218.32
11 | 1 | 22 | 9.8 | 0 | 0.24 | 0 | 0.28274 | 0 | 0 | 0 | 0.92808 | 0 | 0 | 0 | 0 | 4640.3881 | -4640.3881 | -6629.1259 | 0 | -49682228.3496 | -49682.2283 | -1509333.5195 | -49224.8881
11 | 1 | 23 | 9.4 | 0 | 0.24 | 0 | 0.29363 | 0 | 0 | 0 | 0.92101 | 0 | 0 | 0 | 0 | 4605.0263 | -4605.0263 | -6578.609 | 0 | -49688806.9586 | -49688.807 | -1509533.376 | -49231.4062
11 | 2 | 0 | 8.9 | 0 | 0.24 | 0 | 0.32767 | 0 | 0 | 0 | 0.83317 | 0 | 0 | 0 | 0 | 4165.8548 | -4165.8548 | -5951.2212 | 0 | -49694758.1798 | -49694.7582 | -1509714.1725 | -49237.3026
11 | 2 | 1 | 8.3 | 0 | 0.24 | 0 | 0.36506 | 0 | 0 | 0 | 0.77682 | 0 | 0 | 0 | 0 | 3884.1007 | -3884.1007 | -5548.7153 | 0 | -49700306.8951 | -49700.3069 | -1509882.7411 | -49242.8002
11 | 2 | 2 | 7.8 | 0 | 0.24 | 0 | 0.38313 | 0 | 0 | 0 | 0.741 | 0 | 0 | 0 | 0 | 3705.01 | -3705.01 | -5292.8714 | 0 | -49705599.7665 | -49705.5998 | -1510043.5372 | -49248.0444
11 | 2 | 3 | 7.6 | 0 | 0.24 | 0 | 0.41201 | 0 | 0 | 0 | 0.80944 | 0 | 0 | 0 | 0 | 4047.2215 | -4047.2215 | -5781.745 | 0 | -49711381.5115 | -49711.3815 | -1510219.1852 | -49253.7729
11 | 2 | 4 | 7.4 | 0 | 0.24 | 0 | 0.41878 | 0 | 0 | 0 | 0.80693 | 0 | 0 | 0 | 0 | 4034.6738 | -4034.6738 | -5763.8197 | 0 | -49717145.3312 | -49717.1453 | -1510394.2885 | -49259.4837
11 | 2 | 5 | 7.2 | 0 | 0.24 | 0 | 0.40911 | 0 | 0 | 0 | 0.85028 | 0 | 0 | 0 | 0 | 4251.4077 | -4251.4077 | -6073.4396 | 0 | -49723218.7708 | -49723.2188 | -1510578.7981 | -49265.5012
11 | 2 | 6 | 7.6 | 3.3462 | 0.24 | 263.1115 | 0.38264 | 0 | 263.1115 | 0 | 0.93857 | 0 | 0 | 0 | 0 | 4692.8606 | -4429.7491 | -6328.213 | 0 | -49729546.9838 | -49729.547 | -1510771.0476 | -49271.7712
11 | 2 | 7 | 7.9 | 94.0665 | 0.24 | 7396.3359 | 0.34615 | 0 | 7396.3359 | 0 | 0.96937 | 0 | 0 | 0 | 0 | 4846.8558 | 2549.4802 | 0 | 1784.6361 | -49727762.3477 | -49727.7623 | -1510716.8308 | -49270.003
11 | 2 | 8 | 8.3 | 441.394 | 0.24 | 34706.281 | 0.27284 | 0 | 34706.281 | 0 | 0.97074 | 0 | 0 | 0 | 0 | 4853.7 | 29852.5811 | 0 | 20896.8067 | -49706865.541 | -49706.8655 | -1510081.9911 | -49249.2985
11 | 2 | 9 | 8.3 | 676.8777 | 0.24 | 53222.0844 | 0.16704 | 0 | 53222.0844 | 0 | 0.9331 | 0 | 0 | 0 | 0 | 4665.4837 | 48556.6007 | 0 | 33989.6205 | -49672875.9204 | -49672.8759 | -1509049.3951 | -49215.6218
11 | 2 | 10 | 8.3 | 759.5032 | 0.24 | 59718.8269 | 0.17035 | 0 | 59718.8269 | 0 | 0.99424 | 0 | 0 | 0 | 0 | 4971.1926 | 54747.6343 | 0 | 38323.344 | -49634552.5765 | -49634.5526 | -1507885.1416 | -49177.6512
11 | 2 | 11 | 8.3 | 935.4211 | 0.24 | 73551.0424 | 0.15737 | 0 | 73551.0424 | 0 | 1.0483 | 0 | 0 | 0 | 0 | 5241.5397 | 68309.5027 | 0 | 47816.6519 | -49586735.9246 | -49586.7359 | -1506432.4838 | -49130.2747
11 | 2 | 12 | 8.5 | 969.5037 | 0.24 | 76230.9141 | 0.15409 | 0 | 76230.9141 | 0 | 1.3442 | 0 | 0 | 0 | 0 | 6721.0342 | 69509.8799 | 0 | 48656.916 | -49538079.0086 | -49538.079 | -1504954.299 | -49082.0657
11 | 2 | 13 | 8.7 | 904.1969 | 0.24 | 71095.9169 | 0.161 | 0 | 71095.9169 | 0 | 2.0138 | 0 | 0 | 0 | 0 | 10069.0035 | 61026.9134 | 0 | 42718.8394 | -49495360.1692 | -49495.3602 | -1503656.5115 | -49039.7401
11 | 2 | 14 | 8.9 | 754.9657 | 0.24 | 59362.0449 | 0.17244 | 0 | 59362.0449 | 0 | 3.7769 | 0 | 0 | 0 | 0 | 18884.3721 | 40477.6728 | 0 | 28334.3709 | -49467025.7983 | -49467.0258 | -1502795.7205 | -49011.6666
11 | 2 | 15 | 9.1 | 542.402 | 0.24 | 42648.4214 | 0.16963 | 0 | 42648.4214 | 0 | 4.0287 | 0 | 0 | 0 | 0 | 20143.7105 | 22504.7109 | 0 | 15753.2977 | -49451272.5007 | -49451.2725 | -1502317.1393 | -48996.0583
11 | 2 | 16 | 9.2 | 288.9185 | 0.24 | 22717.3164 | 0.17255 | 0 | 22717.3164 | 0 | 2.1144 | 0 | 0 | 0 | 0 | 10572.0544 | 12145.262 | 0 | 8501.6834 | -49442770.8173 | -49442.7708 | -1502058.8603 | -48987.6349
11 | 2 | 17 | 9.4 | 23.1376 | 0.24 | 1819.2822 | 0.1562 | 0 | 1819.2822 | 0 | 1.1444 | 0 | 0 | 0 | 0 | 5721.7765 | -3902.4943 | -5574.9919 | 0 | -49448345.8091 | -49448.3458 | -1502228.2271 | -48993.1585
11 | 2 | 18 | 9.4 | 0 | 0.24 | 0 | 0.17949 | 0 | 0 | 0 | 1.1035 | 0 | 0 | 0 | 0 | 5517.5903 | -5517.5903 | -7882.2719 | 0 | -49456228.081 | -49456.2281 | -1502467.6885 | -49000.9683
11 | 2 | 19 | 9.4 | 0 | 0.24 | 0 | 0.2797 | 0 | 0 | 0 | 1.0038 | 0 | 0 | 0 | 0 | 5019.1022 | -5019.1022 | -7170.146 | 0 | -49463398.2271 | -49463.3982 | -1502685.5158 | -49008.0724
11 | 2 | 20 | 9.4 | 0 | 0.24 | 0 | 0.33361 | 0 | 0 | 0 | 0.94633 | 0 | 0 | 0 | 0 | 4731.6446 | -4731.6446 | -6759.4922 | 0 | -49470157.7193 | -49470.1577 | -1502890.8674 | -49014.7697
11 | 2 | 21 | 9.4 | 0 | 0.24 | 0 | 0.4016 | 0 | 0 | 0 | 0.9591 | 0 | 0 | 0 | 0 | 4795.524 | -4795.524 | -6850.7486 | 0 | -49477008.4679 | -49477.0085 | -1503098.9914 | -49021.5573
11 | 2 | 22 | 9.4 | 0 | 0.24 | 0 | 0.47251 | 0 | 0 | 0 | 1.0278 | 0 | 0 | 0 | 0 | 5138.8763 | -5138.8763 | -7341.2518 | 0 | -49484349.7197 | -49484.3497 | -1503322.0168 | -49028.831
11 | 2 | 23 | 9.4 | 0 | 0.24 | 0 | 0.54211 | 0 | 0 | 0 | 1.0538 | 0 | 0 | 0 | 0 | 5268.9166 | -5268.9166 | -7527.0238 | 0 | -49491876.7435 | -49491.8767 | -1503550.6859 | -49036.2888
11 | 3 | 0 | 9.2 | 0 | 0.24 | 0 | 0.58526 | 0 | 0 | 0 | 0.8156 | 0 | 0 | 0 | 0 | 4078.0206 | -4078.0206 | -5825.7437 | 0 | -49497702.4871 | -49497.7025 | -1503727.6705 | -49042.0609
11 | 3 | 1 | 9.1 | 0 | 0.24 | 0 | 0.5642 | 0 | 0 | 0 | 0.69446 | 0 | 0 | 0 | 0 | 3472.3062 | -3472.3062 | -4960.4374 | 0 | -49502662.9245 | -49502.6629 | -1503878.3673 | -49046.9756
11 | 3 | 2 | 8.9 | 0 | 0.24 | 0 | 0.58859 | 0 | 0 | 0 | 0.69013 | 0 | 0 | 0 | 0 | 3450.6328 | -3450.6328 | -4929.4754 | 0 | -49507592.3999 | -49507.5924 | -1504028.1235 | -49051.8597
11 | 3 | 3 | 8.9 | 0 | 0.24 | 0 | 0.59624 | 0 | 0 | 0 | 0.67918 | 0 | 0 | 0 | 0 | 3395.8789 | -3395.8789 | -4851.2556 | 0 | -49512443.6555 | -49512.4437 | -1504175.5035 | -49056.6663
11 | 3 | 4 | 8.9 | 0 | 0.24 | 0 | 0.6021 | 0 | 0 | 0 | 0.67302 | 0 | 0 | 0 | 0 | 3365.0799 | -3365.0799 | -4807.257 | 0 | -49517250.9125 | -49517.2509 | -1504321.5467 | -49061.4293
11 | 3 | 5 | 8.9 | 0 | 0.24 | 0 | 0.61712 | 0 | 0 | 0 | 0.73142 | 0 | 0 | 0 | 0 | 3657.1004 | -3657.1004 | -5224.4291 | 0 | -49522475.3417 | -49522.4753 | -1504480.2635 | -49066.6057
11 | 3 | 6 | 9.1 | 3.1924 | 0.24 | 251.0156 | 0.63015 | 0 | 251.0156 | 0 | 0.88496 | 0 | 0 | 0 | 0 | 4424.7949 | -4173.7793 | -5962.5418 | 0 | -49528437.8835 | -49528.4379 | -1504661.4041 | -49072.5133
11 | 3 | 7 | 9.2 | 95.1228 | 0.24 | 7479.3889 | 0.64224 | 0 | 7479.3889 | 0 | 0.82906 | 0 | 0 | 0 | 0 | 4145.3222 | 3334.0667 | 0 | 2333.8467 | -49526104.0368 | -49526.104 | -1504590.5024 | -49070.201
11 | 3 | 8 | 9.4 | 436.1404 | 0.24 | 34293.1951 | 0.63473 | 0 | 34293.1951 | 0 | 0.78823 | 0 | 0 | 0 | 0 | 3941.136 | 30352.0591 | 0 | 21246.4414 | -49504857.5954 | -49504.8576 | -1503945.0409 | -49049.1501
11 | 3 | 9 | 10.5 | 608.5747 | 0.24 | 47851.4987 | 0.57391 | 0 | 47851.4987 | 0 | 0.75583 | 0 | 0 | 0 | 0 | 3779.1558 | 44072.3428 | 0 | 30850.64 | -49474006.9554 | -49474.007 | -1503007.8062 | -49018.5835
11 | 3 | 10 | 11.7 | 838.9767 | 0.24 | 65967.7279 | 0.61212 | 0 | 65967.7279 | 0 | 0.73804 | 0 | 0 | 0 | 0 | 3690.1808 | 62277.547 | 0 | 43594.2829 | -49430412.6725 | -49430.4127 | -1501683.423 | -48975.3905
11 | 3 | 11 | 12.8 | 925.7699 | 0.24 | 72792.1776 | 0.59333 | 0 | 72792.1776 | 0 | 0.91781 | 0 | 0 | 0 | 0 | 4589.0564 | 68203.1212 | 0 | 47742.1848 | -49382670.4877 | -49382.6705 | -1500233.0275 | -48928.0878
11 | 3 | 12 | 13.7 | 899.8578 | 0.24 | 70754.7414 | 0.55795 | 0 | 70754.7414 | 0 | 1.3095 | 0 | 0 | 0 | 0 | 6547.647 | 64207.0944 | 0 | 44944.9661 | -49337725.5216 | -49337.7255 | -1498867.6108 | -48883.5565
11 | 3 | 13 | 14.7 | 884.5699 | 0.24 | 69552.6719 | 0.50466 | 0 | 69552.6719 | 0 | 2.0562 | 0 | 0 | 0 | 0 | 10281.1746 | 59271.4973 | 0 | 41490.0481 | -49296235.4735 | -49296.2355 | -1497607.1536 | -48842.4484
11 | 3 | 14 | 15.6 | 757.4535 | 0.24 | 59557.658 | 0.45809 | 0 | 59557.658 | 0 | 3.8506 | 0 | 0 | 0 | 0 | 19252.8199 | 40304.8382 | 0 | 28213.3867 | -49268022.0868 | -49268.0221 | -1496750.0381 | -48814.4948
11 | 3 | 15 | 14.7 | 553.8879 | 0.24 | 43551.5373 | 0.43857 | 0 | 43551.5373 | 0 | 4.8569 | 0 | 0 | 0 | 0 | 24284.4698 | 19267.0675 | 0 | 13486.9473 | -49254535.1395 | -49254.5351 | -1496340.308 | -48801.132
11 | 3 | 16 | 13.7 | 292.3535 | 0.24 | 22987.4027 | 0.42932 | 0 | 22987.4027 | 0 | 4.2758 | 0 | 0 | 0 | 0 | 21379.0941 | 1608.3087 | 0 | 1125.8161 | -49253409.3235 | -49253.4093 | -1496306.106 | -48800.0165
11 | 3 | 17 | 12.8 | 4.3802 | 0.24 | 344.4096 | 0.38047 | 0 | 344.4096 | 0 | 2.1803 | 0 | 0 | 0 | 0 | 10901.7182 | -10557.3086 | -15081.8694 | 0 | -49268491.1929 | -49268.4912 | -1496764.2894 | -48814.9595
11 | 3 | 18 | 12.4 | 0 | 0.24 | 0 | 0.39664 | 0 | 0 | 0 | 1.8085 | 0 | 0 | 0 | 0 | 9042.3689 | -9042.3689 | -12917.6699 | 0 | -49281408.8628 | -49281.4089 | -1497156.7249 | -48827.7583
11 | 3 | 19 | 12.1 | 0 | 0.24 | 0 | 0.50163 | 0 | 0 | 0 | 1.5869 | 0 | 0 | 0 | 0 | 7934.7443 | -7934.7443 | -11335.3491 | 0 | -49292744.2118 | -49292.7442 | -1497501.09 | -48838.9893
11 | 3 | 20 | 11.7 | 0 | 0.24 | 0 | 0.56017 | 0 | 0 | 0 | 1.3029 | 0 | 0 | 0 | 0 | 6514.5665 | -6514.5665 | -9306.5236 | 0 | -49302050.7355 | -49302.0507 | -1497783.8198 | -48848.2102
11 | 3 | 21 | 11.7 | 0 | 0.24 | 0 | 0.51187 | 0 | 0 | 0 | 1.263 | 0 | 0 | 0 | 0 | 6314.9432 | -6314.9432 | -9021.3474 | 0 | -49311072.0828 | -49311.0721 | -1498057.8861 | -48857.1485
11 | 3 | 22 | 11.7 | 0 | 0.24 | 0 | 0.51087 | 0 | 0 | 0 | 1.2352 | 0 | 0 | 0 | 0 | 6175.7771 | -6175.7771 | -8822.5388 | 0 | -49319894.6216 | -49319.8946 | -1498325.9126 | -48865.8898
11 | 3 | 23 | 11.7 | 0 | 0.24 | 0 | 0.49274 | 0 | 0 | 0 | 1.1745 | 0 | 0 | 0 | 0 | 5872.3496 | -5872.3496 | -8389.0709 | 0 | -49328283.6925 | -49328.2837 | -1498580.7704 | -48874.2016
11 | 4 | 0 | 12.1 | 0 | 0.24 | 0 | 0.47796 | 0 | 0 | 0 | 1.0504 | 0 | 0 | 0 | 0 | 5251.8061 | -5251.8061 | -7502.5801 | 0 | -49335786.2726 | -49335.7863 | -1498808.6969 | -48881.6351
11 | 4 | 1 | 12.4 | 0 | 0.24 | 0 | 0.46767 | 0 | 0 | 0 | 1.0111 | 0 | 0 | 0 | 0 | 5055.6048 | -5055.6048 | -7222.2926 | 0 | -49343008.5651 | -49343.0086 | -1499028.1083 | -48888.791
11 | 4 | 2 | 12.8 | 0 | 0.24 | 0 | 0.4512 | 0 | 0 | 0 | 1.0244 | 0 | 0 | 0 | 0 | 5121.7657 | -5121.7657 | -7316.8081 | 0 | -49350325.3732 | -49350.3254 | -1499250.3911 | -48896.0404
11 | 4 | 3 | 12.8 | 0 | 0.24 | 0 | 0.43035 | 0 | 0 | 0 | 0.96983 | 0 | 0 | 0 | 0 | 4849.1372 | -4849.1372 | -6927.3388 | 0 | -49357252.7121 | -49357.2527 | -1499460.8419 | -48902.904
11 | 4 | 4 | 12.8 | 0 | 0.24 | 0 | 0.41775 | 0 | 0 | 0 | 0.91781 | 0 | 0 | 0 | 0 | 4589.0564 | -4589.0564 | -6555.7949 | 0 | -49363808.5069 | -49363.8085 | -1499660.0053 | -48909.3994
11 | 4 | 5 | 12.8 | 0 | 0.24 | 0 | 0.42106 | 0 | 0 | 0 | 1.0018 | 0 | 0 | 0 | 0 | 5008.8359 | -5008.8359 | -7155.4798 | 0 | -49370963.9868 | -49370.964 | -1499877.3869 | -48916.489
11 | 4 | 6 | 13.3 | 3.0416 | 0.24 | 239.1586 | 0.40357 | 0 | 239.1586 | 0 | 1.2025 | 0 | 0 | 0 | 0 | 6012.6563 | -5773.4977 | -8247.8539 | 0 | -49379211.8407 | -49379.2118 | -1500127.9547 | -48924.661
11 | 4 | 7 | 13.9 | 94.2546 | 0.24 | 7411.1279 | 0.37149 | 0 | 7411.1279 | 0 | 1.2228 | 0 | 0 | 0 | 0 | 6114.1791 | 1296.9488 | 0 | 907.8642 | -49378303.9765 | -49378.304 | -1500100.374 | -48923.7615
11 | 4 | 8 | 14.4 | 457.305 | 0.24 | 35957.3455 | 0.27445 | 0 | 35957.3455 | 0 | 1.3004 | 0 | 0 | 0 | 0 | 6502.0188 | 29455.3268 | 0 | 20618.7287 | -49357685.2478 | -49357.6852 | -1499473.9822 | -48903.3325
11 | 4 | 9 | 16.1 | 684.3405 | 0.24 | 53808.8706 | 0.16108 | 0 | 53808.8706 | 0 | 1.3768 | 0 | 0 | 0 | 0 | 6884.155 | 46924.7156 | 0 | 32847.3009 | -49324837.9469 | -49324.8379 | -1498476.0895 | -48870.7876
11 | 4 | 10 | 17.7 | 841.3687 | 0.24 | 66155.8139 | 0.11963 | 0 | 66155.8139 | 0 | 1.1745 | 0 | 0 | 0 | 0 | 5872.3496 | 60283.4643 | 0 | 42198.425 | -49282639.5218 | -49282.6395 | -1497194.1121 | -48828.9776
11 | 4 | 11 | 19.4 | 935.8318 | 0.24 | 73583.3326 | 0.084038 | 0 | 73583.3326 | 0 | 1.1256 | 0 | 0 | 0 | 0 | 5628.2387 | 67955.0939 | 0 | 47568.5657 | -49235070.9561 | -49235.071 | -1495748.9911 | -48781.8469
11 | 4 | 12 | 20.3 | 916.9405 | 0.24 | 72097.9322 | 0.086174 | 0 | 72097.9322 | 0 | 1.4393 | 0 | 0 | 0 | 0 | 7196.7082 | 64901.224 | 0 | 45430.8568 | -49189640.0993 | -49189.6401 | -1494368.8131 | -48736.8343
11 | 4 | 13 | 21.3 | 842.9293 | 0.24 | 66278.5223 | 0.099564 | 0 | 66278.5223 | 0 | 2.0371 | 0 | 0 | 0 | 0 | 10185.3554 | 56093.1669 | 0 | 39265.2168 | -49150374.8825 | -49150.3749 | -1493175.9458 | -48697.9305
11 | 4 | 14 | 22.2 | 742.4804 | 0.24 | 58380.3418 | 0.12346 | 0 | 58380.3418 | 0 | 3.7087 | 0 | 0 | 0 | 0 | 18543.3013 | 39837.0405 | 0 | 27885.9283 | -49122488.9541 | -49122.489 | -1492328.7784 | -48670.3013
11 | 4 | 15 | 21.7 | 527.0152 | 0.24 | 41438.5747 | 0.15448 | 0 | 41438.5747 | 0 | 4.1686 | 0 | 0 | 0 | 0 | 20842.9627 | 20595.612 | 0 | 14416.9284 | -49108072.0258 | -49108.072 | -1491890.7957 | -48656.0171
11 | 4 | 16 | 21.1 | 287.244 | 0.24 | 22585.6511 | 0.17988 | 0 | 22585.6511 | 0 | 2.8043 | 0 | 0 | 0 | 0 | 14021.5465 | 8564.1046 | 0 | 5994.8732 | -49102077.1525 | -49102.0772 | -1491708.673 | -48650.0774
11 | 4 | 17 | 20.6 | 15.6791 | 0.24 | 1232.8318 | 0.21409 | 0 | 1232.8318 | 0 | 1.4617 | 0 | 0 | 0 | 0 | 7308.4973 | -6075.6655 | -8679.5221 | 0 | -49110756.6746 | -49110.7567 | -1491972.3547 | -48658.677
11 | 4 | 18 | 19.8 | 0 | 0.24 | 0 | 0.27741 | 0 | 0 | 0 | 1.2676 | 0 | 0 | 0 | 0 | 6337.7573 | -6337.7573 | -9053.9389 | 0 | -49119810.6136 | -49119.8106 | -1492247.411 | -48667.6476
11 | 4 | 19 | 19.1 | 0 | 0.24 | 0 | 0.42781 | 0 | 0 | 0 | 1.119 | 0 | 0 | 0 | 0 | 5595.1583 | -5595.1583 | -7993.0833 | 0 | -49127803.6968 | -49127.8037 | -1492490.2389 | -48675.5671
11 | 4 | 20 | 18.3 | 0 | 0.24 | 0 | 0.5036 | 0 | 0 | 0 | 1.0869 | 0 | 0 | 0 | 0 | 5434.3189 | -5434.3189 | -7763.3127 | 0 | -49135567.0095 | -49135.567 | -1492726.0864 | -48683.259
11 | 4 | 21 | 17.4 | 0 | 0.24 | 0 | 0.5628 | 0 | 0 | 0 | 1.2917 | 0 | 0 | 0 | 0 | 6458.672 | -6458.672 | -9226.6743 | 0 | -49144793.6838 | -49144.7937 | -1493006.3904 | -48692.4007
11 | 4 | 22 | 16.5 | 0 | 0.24 | 0 | 0.56617 | 0 | 0 | 0 | 1.4311 | 0 | 0 | 0 | 0 | 7155.6428 | -7155.6428 | -10222.3468 | 0 | -49155016.0306 | -49155.016 | -1493316.9427 | -48702.529
11 | 4 | 23 | 15.6 | 0 | 0.24 | 0 | 0.57004 | 0 | 0 | 0 | 1.2808 | 0 | 0 | 0 | 0 | 6403.9182 | -6403.9182 | -9148.4545 | 0 | -49164164.4851 | -49164.1645 | -1493594.8704 | -48711.5932
11 | 5 | 0 | 15.2 | 0 | 0.24 | 0 | 0.52796 | 0 | 0 | 0 | 1.0558 | 0 | 0 | 0 | 0 | 5279.183 | -5279.183 | -7541.69 | 0 | -49171706.1751 | -49171.7062 | -1493823.9851 | -48719.0655
11 | 5 | 1 | 14.8 | 0 | 0.24 | 0 | 0.50433 | 0 | 0 | 0 | 0.94519 | 0 | 0 | 0 | 0 | 4725.941 | -4725.941 | -6751.3443 | 0 | -49178457.5194 | -49178.4575 | -1494029.0892 | -48725.7547
11 | 5 | 2 | 14.4 | 0 | 0.24 | 0 | 0.49264 | 0 | 0 | 0 | 0.89043 | 0 | 0 | 0 | 0 | 4452.1718 | -4452.1718 | -6360.2455 | 0 | -49184817.7649 | -49184.8178 | -1494222.3118 | -48732.0564
11 | 5 | 3 | 14 | 0 | 0.24 | 0 | 0.48943 | 0 | 0 | 0 | 0.89888 | 0 | 0 | 0 | 0 | 4494.3779 | -4494.3779 | -6420.5399 | 0 | -49191238.3048 | -49191.2383 | -1494417.3662 | -48738.4178
11 | 5 | 4 | 13.7 | 0 | 0.24 | 0 | 0.4826 | 0 | 0 | 0 | 0.87059 | 0 | 0 | 0 | 0 | 4352.9305 | -4352.9305 | -6218.4721 | 0 | -49197456.7769 | -49197.4568 | -1494606.2818 | -48744.579
11 | 5 | 5 | 13.3 | 0 | 0.24 | 0 | 0.45543 | 0 | 0 | 0 | 0.87036 | 0 | 0 | 0 | 0 | 4351.7898 | -4351.7898 | -6216.8425 | 0 | -49203673.6194 | -49203.6736 | -1494795.1479 | -48750.7386
11 | 5 | 6 | 14.2 | 1.1166 | 0.24 | 87.7952 | 0.42806 | 0 | 87.7952 | 0 | 1.0399 | 0 | 0 | 0 | 0 | 5199.3336 | -5111.5384 | -7302.1977 | 0 | -49210975.8171 | -49210.9758 | -1495016.9868 | -48757.9736
11 | 5 | 7 | 15.2 | 69.356 | 0.24 | 5453.3784 | 0.41061 | 0 | 5453.3784 | 0 | 1.0164 | 0 | 0 | 0 | 0 | 5081.841 | 371.5374 | 0 | 260.0762 | -49210715.741 | -49210.7157 | -1495009.0858 | -48757.7159
11 | 5 | 8 | 16.1 | 445.1691 | 0.24 | 35003.1158 | 0.34453 | 0 | 35003.1158 | 0 | 0.94998 | 0 | 0 | 0 | 0 | 4749.8958 | 30253.22 | 0 | 21177.254 | -49189538.487 | -49189.5385 | -1494365.7262 | -48736.7336
11 | 5 | 9 | 17.8 | 662.759 | 0.24 | 52111.9488 | 0.22897 | 0 | 52111.9488 | 0 | 0.96435 | 0 | 0 | 0 | 0 | 4821.7603 | 47290.1885 | 0 | 33103.132 | -49156435.355 | -49156.4354 | -1493360.0614 | -48703.9352
11 | 5 | 10 | 19.4 | 834.4968 | 0.24 | 65615.4827 | 0.1986 | 0 | 65615.4827 | 0 | 0.87697 | 0 | 0 | 0 | 0 | 4384.8702 | 61230.6124 | 0 | 42861.4287 | -49113573.9263 | -49113.5739 | -1492057.9421 | -48661.4683
11 | 5 | 11 | 21.1 | 917.9991 | 0.24 | 72181.1696 | 0.18804 | 0 | 72181.1696 | 0 | 0.83956 | 0 | 0 | 0 | 0 | 4197.7946 | 67983.3751 | 0 | 47588.3625 | -49065985.5638 | -49065.9856 | -1490612.2197 | -48614.318
11 | 5 | 12 | 21.3 | 922.8639 | 0.24 | 72563.6849 | 0.17451 | 0 | 72563.6849 | 0 | 1.0714 | 0 | 0 | 0 | 0 | 5356.7509 | 67206.934 | 0 | 47044.8538 | -49018940.71 | -49018.9407 | -1489183.0089 | -48567.7062
11 | 5 | 13 | 21.5 | 828.8628 | 0.24 | 65172.4906 | 0.1518 | 0 | 65172.4906 | 0 | 1.7537 | 0 | 0 | 0 | 0 | 8768.5997 | 56403.8909 | 0 | 39482.7236 | -48979457.9863 | -48979.458 | -1487983.5338 | -48528.587
11 | 5 | 14 | 21.7 | 725.2484 | 0.24 | 57025.414 | 0.14015 | 0 | 57025.414 | 0 | 3.4285 | 0 | 0 | 0 | 0 | 17142.5155 | 39882.8985 | 0 | 27918.0289 | -48951539.9574 | -48951.54 | -1487135.3911 | -48500.9259
11 | 5 | 15 | 20 | 519.3587 | 0.24 | 40836.554 | 0.13412 | 0 | 40836.554 | 0 | 3.9306 | 0 | 0 | 0 | 0 | 19653.2073 | 21183.3467 | 0 | 14828.3427 | -48936711.6147 | -48936.7116 | -1486684.9098 | -48486.2341
11 | 5 | 16 | 18.4 | 277.5662 | 0.24 | 21824.6999 | 0.12982 | 0 | 21824.6999 | 0 | 2.7356 | 0 | 0 | 0 | 0 | 13678.1943 | 8146.5057 | 0 | 5702.554 | -48931009.0607 | -48931.0091 | -1486511.6677 | -48480.584
11 | 5 | 17 | 16.7 | 9.2682 | 0.24 | 728.749 | 0.13152 | 0 | 728.749 | 0 | 1.2587 | 0 | 0 | 0 | 0 | 6293.2698 | -5564.5208 | -7949.3154 | 0 | -48938958.3761 | -48938.9584 | -1486753.1659 | -48488.4602
11 | 5 | 18 | 15.9 | 0 | 0.24 | 0 | 0.13675 | 0 | 0 | 0 | 1.0139 | 0 | 0 | 0 | 0 | 5069.2932 | -5069.2932 | -7241.8475 | 0 | -48946200.2236 | -48946.2002 | -1486973.1714 | -48495.6354
11 | 5 | 19 | 15.2 | 0 | 0.24 | 0 | 0.16915 | 0 | 0 | 0 | 0.89796 | 0 | 0 | 0 | 0 | 4489.8151 | -4489.8151 | -6414.0215 | 0 | -48952614.2452 | -48952.6142 | -1487168.0277 | -48501.9903
11 | 5 | 20 | 14.4 | 0 | 0.24 | 0 | 0.19663 | 0 | 0 | 0 | 0.80922 | 0 | 0 | 0 | 0 | 4046.0808 | -4046.0808 | -5780.1155 | 0 | -48958394.3606 | -48958.3944 | -1487343.6261 | -48507.7172
11 | 5 | 21 | 14 | 0 | 0.24 | 0 | 0.23174 | 0 | 0 | 0 | 0.90253 | 0 | 0 | 0 | 0 | 4512.6292 | -4512.6292 | -6446.6131 | 0 | -48964840.9738 | -48964.841 | -1487539.4726 | -48514.1045
11 | 5 | 22 | 13.7 | 0 | 0.24 | 0 | 0.26566 | 0 | 0 | 0 | 1.0481 | 0 | 0 | 0 | 0 | 5240.399 | -5240.399 | -7486.2843 | 0 | -48972327.2581 | -48972.3273 | -1487766.904 | -48521.5219
11 | 5 | 23 | 13.3 | 0 | 0.24 | 0 | 0.29923 | 0 | 0 | 0 | 0.93241 | 0 | 0 | 0 | 0 | 4662.0615 | -4662.0615 | -6660.0879 | 0 | -48978987.346 | -48978.9873 | -1487969.2358 | -48528.1207
11 | 6 | 0 | 13.1 | 0 | 0.24 | 0 | 0.34871 | 0 | 0 | 0 | 0.83614 | 0 | 0 | 0 | 0 | 4180.684 | -4180.684 | -5972.4057 | 0 | -48984959.7517 | -48984.9598 | -1488150.676 | -48534.0381
11 | 6 | 1 | 13 | 0 | 0.24 | 0 | 0.33954 | 0 | 0 | 0 | 0.96435 | 0 | 0 | 0 | 0 | 4821.7603 | -4821.7603 | -6888.2289 | 0 | -48991847.9806 | -48991.848 | -1488359.9387 | -48540.8629
11 | 6 | 2 | 12.8 | 0 | 0.24 | 0 | 0.35527 | 0 | 0 | 0 | 0.83454 | 0 | 0 | 0 | 0 | 4172.6991 | -4172.6991 | -5960.9987 | 0 | -48997808.9793 | -48997.809 | -1488541.0323 | -48546.769
11 | 6 | 3 | 12.2 | 0 | 0.24 | 0 | 0.35427 | 0 | 0 | 0 | 0.70724 | 0 | 0 | 0 | 0 | 3536.1857 | -3536.1857 | -5051.6938 | 0 | -49002860.6731 | -49002.8607 | -1488694.5015 | -48551.7742
11 | 6 | 4 | 11.7 | 0 | 0.24 | 0 | 0.33722 | 0 | 0 | 0 | 0.79074 | 0 | 0 | 0 | 0 | 3953.6837 | -3953.6837 | -5648.1196 | 0 | -49008508.7927 | -49008.5088 | -1488866.0899 | -48557.3704
11 | 6 | 5 | 11.1 | 0 | 0.24 | 0 | 0.30071 | 0 | 0 | 0 | 0.83089 | 0 | 0 | 0 | 0 | 4154.4478 | -4154.4478 | -5934.9254 | 0 | -49014443.7181 | -49014.4437 | -1489046.3914 | -48563.2507
11 | 6 | 6 | 11.3 | 0.92445 | 0.24 | 72.6882 | 0.26692 | 0 | 72.6882 | 0 | 0.81811 | 0 | 0 | 0 | 0 | 4090.5683 | -4017.8801 | -5739.8287 | 0 | -49020183.5469 | -49020.1835 | -1489220.766 | -48568.9376
11 | 6 | 7 | 11.5 | 63.086 | 0.24 | 4960.3786 | 0.21506 | 0 | 4960.3786 | 0 | 0.80397 | 0 | 0 | 0 | 0 | 4019.8446 | 940.534 | 0 | 658.3738 | -49019525.1731 | -49019.5252 | -1489200.7648 | -48568.2853
11 | 6 | 8 | 11.7 | 333.4988 | 0.24 | 26222.6098 | 0.20447 | 0 | 26222.6098 | 0 | 0.91005 | 0 | 0 | 0 | 0 | 4550.2724 | 21672.3374 | 0 | 15170.6361 | -49004354.5369 | -49004.3545 | -1488739.8847 | -48553.2543
11 | 6 | 9 | 13.7 | 648.8516 | 0.24 | 51018.4195 | 0.17711 | 0 | 51018.4195 | 0 | 1.0695 | 0 | 0 | 0 | 0 | 5347.6253 | 45670.7942 | 0 | 31969.556 | -48972384.981 | -48972.385 | -1487768.6576 | -48521.5791
11 | 6 | 10 | 15.8 | 848.6016 | 0.24 | 66724.5255 | 0.2285 | 0 | 66724.5255 | 0 | 1.1414 | 0 | 0 | 0 | 0 | 5706.9474 | 61017.5781 | 0 | 42712.3047 | -48929672.6763 | -48929.6727 | -1486471.0686 | -48479.26
11 | 6 | 11 | 17.8 | 942.9537 | 0.24 | 74143.3215 | 0.24909 | 0 | 74143.3215 | 0 | 1.0045 | 0 | 0 | 0 | 0 | 5022.5243 | 69120.7972 | 0 | 48384.558 | -48881288.1182 | -48881.2881 | -1485001.158 | -48431.3208
11 | 6 | 12 | 19.6 | 959.2255 | 0.24 | 75422.7532 | 0.24611 | 0 | 75422.7532 | 0 | 1.232 | 0 | 0 | 0 | 0 | 6159.8073 | 69262.9459 | 0 | 48484.0621 | -48832804.0561 | -48832.8041 | -1483528.2245 | -48383.283
11 | 6 | 13 | 21.5 | 894.1513 | 0.24 | 70306.0454 | 0.23093 | 0 | 70306.0454 | 0 | 1.3079 | 0 | 0 | 0 | 0 | 6539.6621 | 63766.3833 | 0 | 44636.4683 | -48788167.5878 | -48788.1676 | -1482172.1799 | -48339.0575
11 | 6 | 14 | 23.3 | 752.1801 | 0.24 | 59143.016 | 0.21753 | 0 | 59143.016 | 0 | 1.3547 | 0 | 0 | 0 | 0 | 6773.5066 | 52369.5094 | 0 | 36658.6566 | -48751508.9312 | -48751.5089 | -1481058.4992 | -48302.7363
11 | 6 | 15 | 22.2 | 545.7153 | 0.24 | 42908.9406 | 0.21854 | 0 | 42908.9406 | 0 | 1.1142 | 0 | 0 | 0 | 0 | 5571.2035 | 37337.7372 | 0 | 26136.416 | -48725372.5152 | -48725.3725 | -1480264.4815 | -48276.8404
11 | 6 | 16 | 21.1 | 274.0163 | 0.24 | 21545.5694 | 0.20147 | 0 | 21545.5694 | 0 | 0.95933 | 0 | 0 | 0 | 0 | 4796.6647 | 16748.9047 | 0 | 11724.2333 | -48713648.2819 | -48713.6483 | -1479908.3022 | -48265.2241
11 | 6 | 17 | 20 | 16.6585 | 0.24 | 1309.8354 | 0.19768 | 0 | 1309.8354 | 0 | 0.93903 | 0 | 0 | 0 | 0 | 4695.142 | -3385.3066 | -4836.1522 | 0 | -48718484.4341 | -48718.4844 | -1480055.2233 | -48270.0158
11 | 6 | 18 | 18.5 | 0 | 0.24 | 0 | 0.20861 | 0 | 0 | 0 | 0.97416 | 0 | 0 | 0 | 0 | 4870.8106 | -4870.8106 | -6958.3008 | 0 | -48725442.7349 | -48725.4427 | -1480266.6147 | -48276.91
11 | 6 | 19 | 17.1 | 0 | 0.24 | 0 | 0.24063 | 0 | 0 | 0 | 0.91485 | 0 | 0 | 0 | 0 | 4574.2273 | -4574.2273 | -6534.6104 | 0 | -48731977.3453 | -48731.9773 | -1480465.1345 | -48283.3845
11 | 6 | 20 | 15.6 | 0 | 0.24 | 0 | 0.22131 | 0 | 0 | 0 | 0.85941 | 0 | 0 | 0 | 0 | 4297.0359 | -4297.0359 | -6138.6228 | 0 | -48738115.968 | -48738.116 | -1480651.6243 | -48289.4666
11 | 6 | 21 | 15.2 | 0 | 0.24 | 0 | 0.23941 | 0 | 0 | 0 | 0.85964 | 0 | 0 | 0 | 0 | 4298.1766 | -4298.1766 | -6140.2523 | 0 | -48744256.2204 | -48744.2562 | -1480838.1637 | -48295.5503
11 | 6 | 22 | 14.8 | 0 | 0.24 | 0 | 0.26518 | 0 | 0 | 0 | 0.92237 | 0 | 0 | 0 | 0 | 4611.8705 | -4611.8705 | -6588.3865 | 0 | -48750844.6068 | -48750.8446 | -1481038.3172 | -48302.0781
11 | 6 | 23 | 14.4 | 0 | 0.24 | 0 | 0.26688 | 0 | 0 | 0 | 0.92876 | 0 | 0 | 0 | 0 | 4643.8103 | -4643.8103 | -6634.0147 | 0 | -48757478.6215 | -48757.4786 | -1481239.8569 | -48308.651
11 | 7 | 0 | 14 | 0 | 0.24 | 0 | 0.28215 | 0 | 0 | 0 | 0.90709 | 0 | 0 | 0 | 0 | 4535.4433 | -4535.4433 | -6479.2047 | 0 | -48763957.8262 | -48763.9578 | -1481436.6935 | -48315.0706
11 | 7 | 1 | 13.7 | 0 | 0.24 | 0 | 0.2762 | 0 | 0 | 0 | 1.0218 | 0 | 0 | 0 | 0 | 5109.2179 | -5109.2179 | -7298.8827 | 0 | -48771256.7089 | -48771.2567 | -1481658.4317 | -48322.3023
11 | 7 | 2 | 13.3 | 0 | 0.24 | 0 | 0.28391 | 0 | 0 | 0 | 0.82747 | 0 | 0 | 0 | 0 | 4137.3372 | -4137.3372 | -5910.4817 | 0 | -48777167.1907 | -48777.1672 | -1481837.9906 | -48328.1583
11 | 7 | 3 | 12.6 | 0 | 0.24 | 0 | 0.29693 | 0 | 0 | 0 | 0.77271 | 0 | 0 | 0 | 0 | 3863.568 | -3863.568 | -5519.3829 | 0 | -48782686.5735 | -48782.6866 | -1482005.6681 | -48333.6269
11 | 7 | 4 | 11.8 | 0 | 0.24 | 0 | 0.33459 | 0 | 0 | 0 | 0.75355 | 0 | 0 | 0 | 0 | 3767.7488 | -3767.7488 | -5382.4983 | 0 | -48788069.0718 | -48788.0691 | -1482169.187 | -48338.9599
11 | 7 | 5 | 11.1 | 0 | 0.24 | 0 | 0.3829 | 0 | 0 | 0 | 0.75606 | 0 | 0 | 0 | 0 | 3780.2965 | -3780.2965 | -5400.4236 | 0 | -48793469.4954 | -48793.4695 | -1482333.2505 | -48344.3106
11 | 7 | 6 | 12.6 | 1.125 | 0.24 | 88.4593 | 0.40422 | 0 | 88.4593 | 0 | 0.77819 | 0 | 0 | 0 | 0 | 3890.9449 | -3802.4856 | -5432.1223 | 0 | -48798901.6177 | -48798.9016 | -1482498.277 | -48349.6927
11 | 7 | 7 | 14.1 | 77.2488 | 0.24 | 6073.9843 | 0.40847 | 0 | 6073.9843 | 0 | 0.87515 | 0 | 0 | 0 | 0 | 4375.7446 | 1698.2397 | 0 | 1188.7678 | -48797712.85 | -48797.7128 | -1482462.1625 | -48348.5149
11 | 7 | 8 | 15.6 | 104.6024 | 0.24 | 8224.7601 | 0.42522 | 0 | 8224.7601 | 0 | 0.84686 | 0 | 0 | 0 | 0 | 4234.2972 | 3990.463 | 0 | 2793.3241 | -48794919.5259 | -48794.9195 | -1482377.3021 | -48345.7472
11 | 7 | 9 | 17.6 | 151.8746 | 0.24 | 11941.7172 | 0.43592 | 0 | 11941.7172 | 0 | 0.90139 | 0 | 0 | 0 | 0 | 4506.9257 | 7434.7915 | 0 | 5204.3541 | -48789715.1718 | -48789.7152 | -1482219.1951 | -48340.5908
11 | 7 | 10 | 19.7 | 331.8845 | 0.24 | 26095.6808 | 0.43104 | 0 | 26095.6808 | 0 | 0.98352 | 0 | 0 | 0 | 0 | 4917.5795 | 21178.1014 | 0 | 14824.671 | -48774890.5009 | -48774.8905 | -1481768.8253 | -48325.9026
11 | 7 | 11 | 21.7 | 526.7222 | 0.24 | 41415.532 | 0.41684 | 0 | 41415.532 | 0 | 0.97758 | 0 | 0 | 0 | 0 | 4887.9211 | 36527.6109 | 0 | 25569.3276 | -48749321.1733 | -48749.3212 | -1480992.0356 | -48300.5686
11 | 7 | 12 | 22.4 | 827.4673 | 0.24 | 65062.76 | 0.39518 | 0 | 65062.76 | 0 | 1.0164 | 0 | 0 | 0 | 0 | 5081.841 | 59980.919 | 0 | 41986.6433 | -48707334.5299 | -48707.3345 | -1479716.492 | -48258.9685
11 | 7 | 13 | 23.2 | 852.0043 | 0.24 | 66992.0773 | 0.36265 | 0 | 66992.0773 | 0 | 1.08 | 0 | 0 | 0 | 0 | 5400.0977 | 61591.9796 | 0 | 43114.3857 | -48664220.1442 | -48664.2201 | -1478406.6879 | -48216.251
11 | 7 | 14 | 23.9 | 727.2513 | 0.24 | 57182.8971 | 0.35601 | 0 | 57182.8971 | 0 | 1.0964 | 0 | 0 | 0 | 0 | 5482.2285 | 51700.6686 | 0 | 36190.468 | -48628029.6762 | -48628.0297 | -1477307.2307 | -48180.3937
11 | 7 | 15 | 23 | 532.1403 | 0.24 | 41841.5571 | 0.34946 | 0 | 41841.5571 | 0 | 0.94633 | 0 | 0 | 0 | 0 | 4731.6446 | 37109.9125 | 0 | 25976.9388 | -48602052.7374 | -48602.0527 | -1476518.0578 | -48154.6559
11 | 7 | 16 | 22 | 282.8199 | 0.24 | 22237.791 | 0.33814 | 0 | 22237.791 | 0 | 0.9696 | 0 | 0 | 0 | 0 | 4847.9965 | 17389.7946 | 0 | 12172.8562 | -48589879.8813 | -48589.8799 | -1476148.2496 | -48142.5951
11 | 7 | 17 | 21.1 | 24.5646 | 0.24 | 1931.4885 | 0.34065 | 0 | 1931.4885 | 0 | 0.96869 | 0 | 0 | 0 | 0 | 4843.4336 | -2911.9452 | -4159.9216 | 0 | -48594039.8029 | -48594.0398 | -1476274.6269 | -48146.7167
11 | 7 | 18 | 20.7 | 0 | 0.24 | 0 | 0.31664 | 0 | 0 | 0 | 1.0406 | 0 | 0 | 0 | 0 | 5202.7557 | -5202.7557 | -7432.5082 | 0 | -48601472.3111 | -48601.4723 | -1476500.4246 | -48154.0808
11 | 7 | 19 | 20.4 | 0 | 0.24 | 0 | 0.31886 | 0 | 0 | 0 | 1.1567 | 0 | 0 | 0 | 0 | 5783.3746 | -5783.3746 | -8261.9637 | 0 | -48609734.2748 | -48609.7343 | -1476751.421 | -48162.2667
11 | 7 | 20 | 20 | 0 | 0.24 | 0 | 0.30773 | 0 | 0 | 0 | 1.203 | 0 | 0 | 0 | 0 | 6014.9377 | -6014.9377 | -8592.7682 | 0 | -48618327.043 | -48618.327 | -1477012.4671 | -48170.7804
11 | 7 | 21 | 19.4 | 0 | 0.24 | 0 | 0.28708 | 0 | 0 | 0 | 1.2338 | 0 | 0 | 0 | 0 | 6168.9329 | -6168.9329 | -8812.7613 | 0 | -48627139.8043 | -48627.1398 | -1477280.1966 | -48179.512
11 | 7 | 22 | 18.9 | 0 | 0.24 | 0 | 0.2679 | 0 | 0 | 0 | 1.2694 | 0 | 0 | 0 | 0 | 6346.8829 | -6346.8829 | -9066.9756 | 0 | -48636206.7799 | -48636.2068 | -1477555.649 | -48188.4955
11 | 7 | 23 | 18.3 | 0 | 0.24 | 0 | 0.24277 | 0 | 0 | 0 | 1.2176 | 0 | 0 | 0 | 0 | 6087.9429 | -6087.9429 | -8697.0612 | 0 | -48644903.8411 | -48644.9038 | -1477819.8635 | -48197.1125
11 | 8 | 0 | 16.3 | 0 | 0.24 | 0 | 0.21293 | 0 | 0 | 0 | 1.086 | 0 | 0 | 0 | 0 | 5429.756 | -5429.756 | -7756.7943 | 0 | -48652660.6355 | -48652.6606 | -1478055.513 | -48204.7979
11 | 8 | 1 | 14.2 | 0 | 0.24 | 0 | 0.18798 | 0 | 0 | 0 | 1.07 | 0 | 0 | 0 | 0 | 5349.9067 | -5349.9067 | -7642.7238 | 0 | -48660303.3593 | -48660.3034 | -1478287.697 | -48212.3703
11 | 8 | 2 | 12.2 | 0 | 0.24 | 0 | 0.17315 | 0 | 0 | 0 | 1.0139 | 0 | 0 | 0 | 0 | 5069.2932 | -5069.2932 | -7241.8475 | 0 | -48667545.2068 | -48667.5452 | -1478507.7025 | -48219.5454
11 | 8 | 3 | 12.2 | 0 | 0.24 | 0 | 0.15593 | 0 | 0 | 0 | 1.036 | 0 | 0 | 0 | 0 | 5179.9416 | -5179.9416 | -7399.9166 | 0 | -48674945.1235 | -48674.9451 | -1478732.5101 | -48226.8772
11 | 8 | 4 | 12.2 | 0 | 0.24 | 0 | 0.14056 | 0 | 0 | 0 | 1.0538 | 0 | 0 | 0 | 0 | 5268.9166 | -5268.9166 | -7527.0238 | 0 | -48682472.1472 | -48682.4721 | -1478961.1792 | -48234.335
11 | 8 | 5 | 12.2 | 0 | 0.24 | 0 | 0.14207 | 0 | 0 | 0 | 1.0882 | 0 | 0 | 0 | 0 | 5441.1631 | -5441.1631 | -7773.0901 | 0 | -48690245.2374 | -48690.2452 | -1479197.3237 | -48242.0365
11 | 8 | 6 | 12 | 0.94318 | 0.24 | 74.1614 | 0.13113 | 0 | 74.1614 | 0 | 1.1254 | 0 | 0 | 0 | 0 | 5627.098 | -5552.9366 | -7932.7666 | 0 | -48698178.004 | -48698.178 | -1479438.3191 | -48249.8963
11 | 8 | 7 | 11.9 | 75.7235 | 0.24 | 5954.0513 | 0.11907 | 0 | 5954.0513 | 0 | 1.1501 | 0 | 0 | 0 | 0 | 5750.2942 | 203.7571 | 0 | 142.63 | -48698035.374 | -48698.0354 | -1479433.986 | -48249.7549
11 | 8 | 8 | 11.7 | 39.4667 | 0.24 | 3103.2166 | 0.11129 | 0 | 3103.2166 | 0 | 1.1934 | 0 | 0 | 0 | 0 | 5967.0281 | -2863.8115 | -4091.1593 | 0 | -48702126.5333 | -48702.1265 | -1479558.2744 | -48253.8084
11 | 8 | 9 | 12.2 | 66.6 | 0.24 | 5236.6781 | 0.09994 | 0 | 5236.6781 | 0 | 1.2541 | 0 | 0 | 0 | 0 | 6270.4557 | -1033.7776 | -1476.8251 | 0 | -48703603.3584 | -48703.6034 | -1479603.14 | -48255.2717
11 | 8 | 10 | 12.8 | 148.0375 | 0.24 | 11640.0089 | 0.10305 | 0 | 11640.0089 | 0 | 1.1204 | 0 | 0 | 0 | 0 | 5602.0025 | 6038.0064 | 0 | 4226.6045 | -48699376.7539 | -48699.3768 | -1479474.7368 | -48251.084
11 | 8 | 11 | 13.3 | 334.6536 | 0.24 | 26313.4147 | 0.097669 | 0 | 26313.4147 | 0 | 1.0524 | 0 | 0 | 0 | 0 | 5262.0724 | 21051.3423 | 0 | 14735.9396 | -48684640.8143 | -48684.6408 | -1479027.0627 | -48236.4837
11 | 8 | 12 | 13.9 | 541.8823 | 0.24 | 42607.5533 | 0.11177 | 0 | 42607.5533 | 0 | 1.2755 | 0 | 0 | 0 | 0 | 6377.6819 | 36229.8714 | 0 | 25360.91 | -48659279.9043 | -48659.2799 | -1478256.6047 | -48211.3562
11 | 8 | 13 | 14.4 | 217.3734 | 0.24 | 17091.8076 | 0.11239 | 0 | 17091.8076 | 0 | 1.3892 | 0 | 0 | 0 | 0 | 6945.7531 | 10146.0545 | 0 | 7102.2382 | -48652177.6662 | -48652.1777 | -1478040.8405 | -48204.3194
11 | 8 | 14 | 15 | 535.9522 | 0.24 | 42141.2796 | 0.11971 | 0 | 42141.2796 | 0 | 1.3714 | 0 | 0 | 0 | 0 | 6856.7781 | 35284.5016 | 0 | 24699.1511 | -48627478.515 | -48627.4785 | -1477290.4865 | -48179.8476
11 | 8 | 15 | 14.6 | 411.7989 | 0.24 | 32379.2549 | 0.13154 | 0 | 32379.2549 | 0 | 1.1387 | 0 | 0 | 0 | 0 | 5693.2589 | 26685.996 | 0 | 18680.1972 | -48608798.3179 | -48608.7983 | -1476722.9869 | -48161.3393
11 | 8 | 16 | 14.3 | 90.2037 | 0.24 | 7092.6057 | 0.15414 | 0 | 7092.6057 | 0 | 1.0882 | 0 | 0 | 0 | 0 | 5441.1631 | 1651.4426 | 0 | 1156.0098 | -48607642.3081 | -48607.6423 | -1476687.8676 | -48160.194
11 | 8 | 17 | 13.9 | 7.52 | 0.24 | 591.2895 | 0.16653 | 0 | 591.2895 | 0 | 1.2215 | 0 | 0 | 0 | 0 | 6107.3348 | -5516.0453 | -7880.0648 | 0 | -48615522.3728 | -48615.5224 | -1476927.262 | -48168.0015
11 | 8 | 18 | 13.3 | 0 | 0.24 | 0 | 0.20379 | 0 | 0 | 0 | 1.5336 | 0 | 0 | 0 | 0 | 7667.8194 | -7667.8194 | -10954.0276 | 0 | -48626476.4005 | -48626.4764 | -1477260.0425 | -48178.8547
11 | 8 | 19 | 12.8 | 0 | 0.24 | 0 | 0.25583 | 0 | 0 | 0 | 1.7898 | 0 | 0 | 0 | 0 | 8948.8311 | -8948.8311 | -12784.0445 | 0 | -48639260.445 | -48639.2604 | -1477648.4186 | -48191.5211
11 | 8 | 20 | 12.2 | 0 | 0.24 | 0 | 0.30173 | 0 | 0 | 0 | 1.3734 | 0 | 0 | 0 | 0 | 6867.0444 | -6867.0444 | -9810.0634 | 0 | -48649070.5084 | -48649.0705 | -1477946.4458 | -48201.2408
11 | 8 | 21 | 11.8 | 0 | 0.24 | 0 | 0.3384 | 0 | 0 | 0 | 1.2374 | 0 | 0 | 0 | 0 | 6187.1842 | -6187.1842 | -8838.8346 | 0 | -48657909.343 | -48657.9093 | -1478214.9674 | -48209.9983
11 | 8 | 22 | 11.5 | 0 | 0.24 | 0 | 0.36325 | 0 | 0 | 0 | 1.2342 | 0 | 0 | 0 | 0 | 6171.2143 | -6171.2143 | -8816.0205 | 0 | -48666725.3634 | -48666.7254 | -1478482.7959 | -48218.7332
11 | 8 | 23 | 11.1 | 0 | 0.24 | 0 | 0.36386 | 0 | 0 | 0 | 1.0839 | 0 | 0 | 0 | 0 | 5419.4897 | -5419.4897 | -7742.1281 | 0 | -48674467.4916 | -48674.4675 | -1478717.9997 | -48226.404
11 | 9 | 0 | 10.2 | 0 | 0.24 | 0 | 0.36423 | 0 | 0 | 0 | 1.0679 | 0 | 0 | 0 | 0 | 5339.6403 | -5339.6403 | -7628.0576 | 0 | -48682095.5492 | -48682.0955 | -1478949.7382 | -48233.9618
11 | 9 | 1 | 9.2 | 0 | 0.24 | 0 | 0.36907 | 0 | 0 | 0 | 1.0542 | 0 | 0 | 0 | 0 | 5271.198 | -5271.198 | -7530.2829 | 0 | -48689625.8321 | -48689.6258 | -1479178.5063 | -48241.4228
11 | 9 | 2 | 8.3 | 0 | 0.24 | 0 | 0.37462 | 0 | 0 | 0 | 0.99355 | 0 | 0 | 0 | 0 | 4967.7705 | -4967.7705 | -7096.815 | 0 | -48696722.6471 | -48696.7226 | -1479394.1057 | -48248.4543
11 | 9 | 3 | 7.6 | 0 | 0.24 | 0 | 0.37598 | 0 | 0 | 0 | 0.81766 | 0 | 0 | 0 | 0 | 4088.2869 | -4088.2869 | -5840.4099 | 0 | -48702563.057 | -48702.5631 | -1479571.5359 | -48254.2409
11 | 9 | 4 | 6.8 | 0 | 0.24 | 0 | 0.34754 | 0 | 0 | 0 | 0.75674 | 0 | 0 | 0 | 0 | 3783.7187 | -3783.7187 | -5405.3124 | 0 | -48707968.3694 | -48707.9684 | -1479735.7479 | -48259.5965
11 | 9 | 5 | 6.1 | 0 | 0.24 | 0 | 0.32381 | 0 | 0 | 0 | 0.82655 | 0 | 0 | 0 | 0 | 4132.7744 | -4132.7744 | -5903.9634 | 0 | -48713872.3328 | -48713.8723 | -1479915.1088 | -48265.4461
11 | 9 | 6 | 6.1 | 0 | 0.24 | 0 | 0.28883 | 0 | 0 | 0 | 1.0317 | 0 | 0 | 0 | 0 | 5158.2682 | -5158.2682 | -7368.9546 | 0 | -48721241.2874 | -48721.2413 | -1480138.9758 | -48272.7472
11 | 9 | 7 | 6.1 | 25.4889 | 0.24 | 2004.1607 | 0.28698 | 0 | 2004.1607 | 0 | 1.0392 | 0 | 0 | 0 | 0 | 5195.9115 | -3191.7508 | -4559.6439 | 0 | -48725800.9314 | -48725.8009 | -1480277.4966 | -48277.2649
11 | 9 | 8 | 6.1 | 79.7556 | 0.24 | 6271.0836 | 0.29719 | 0 | 6271.0836 | 0 | 0.95682 | 0 | 0 | 0 | 0 | 4784.117 | 1486.9666 | 0 | 1040.8766 | -48724760.0547 | -48724.7601 | -1480245.8751 | -48276.2336
11 | 9 | 9 | 6.5 | 129.8115 | 0.24 | 10206.9226 | 0.27454 | 0 | 10206.9226 | 0 | 0.88405 | 0 | 0 | 0 | 0 | 4420.2321 | 5786.6905 | 0 | 4050.6834 | -48720709.3714 | -48720.7094 | -1480122.8163 | -48272.2202
11 | 9 | 10 | 6.8 | 253.2354 | 0.24 | 19911.5974 | 0.25384 | 0 | 19911.5974 | 0 | 0.81492 | 0 | 0 | 0 | 0 | 4074.5984 | 15836.9989 | 0 | 11085.8993 | -48709623.4721 | -48709.6235 | -1479786.0295 | -48261.2364
11 | 9 | 11 | 7.2 | 487.8544 | 0.24 | 38359.4045 | 0.22128 | 0 | 38359.4045 | 0 | 0.87948 | 0 | 0 | 0 | 0 | 4397.418 | 33961.9865 | 0 | 23773.3906 | -48685850.0816 | -48685.8501 | -1479063.7999 | -48237.6818
11 | 9 | 12 | 8.5 | 559.64 | 0.24 | 44003.8238 | 0.21411 | 0 | 44003.8238 | 0 | 1.1665 | 0 | 0 | 0 | 0 | 5832.4249 | 38171.3988 | 0 | 26719.9792 | -48659130.1024 | -48659.1301 | -1478252.0537 | -48211.2078
11 | 9 | 13 | 9.8 | 349.1775 | 0.24 | 27455.4084 | 0.22371 | 0 | 27455.4084 | 0 | 1.1841 | 0 | 0 | 0 | 0 | 5920.2592 | 21535.1492 | 0 | 15074.6044 | -48644055.498 | -48644.0555 | -1477794.0911 | -48196.272
11 | 9 | 14 | 11.1 | 254.7743 | 0.24 | 20032.5966 | 0.2236 | 0 | 20032.5966 | 0 | 1.0613 | 0 | 0 | 0 | 0 | 5306.5599 | 14726.0367 | 0 | 10308.2257 | -48633747.2722 | -48633.7473 | -1477480.9298 | -48186.0586
11 | 9 | 15 | 10.2 | 388.2001 | 0.24 | 30523.7101 | 0.22773 | 0 | 30523.7101 | 0 | 0.84937 | 0 | 0 | 0 | 0 | 4246.8449 | 26276.8652 | 0 | 18393.8056 | -48615353.4666 | -48615.3535 | -1476922.1306 | -48167.8341
11 | 9 | 16 | 9.2 | 236.7443 | 0.24 | 18614.924 | 0.219 | 0 | 18614.924 | 0 | 0.85165 | 0 | 0 | 0 | 0 | 4258.252 | 14356.672 | 0 | 10049.6704 | -48605303.7962 | -48605.3038 | -1476616.8242 | -48157.877
11 | 9 | 17 | 8.3 | 29.3192 | 0.24 | 2305.3353 | 0.19974 | 0 | 2305.3353 | 0 | 1.0837 | 0 | 0 | 0 | 0 | 5418.349 | -3113.0136 | -4447.1624 | 0 | -48609750.9586 | -48609.751 | -1476751.9279 | -48162.2832
11 | 9 | 18 | 7.4 | 0 | 0.24 | 0 | 0.20849 | 0 | 0 | 0 | 1.8694 | 0 | 0 | 0 | 0 | 9346.9372 | -9346.9372 | -13352.7674 | 0 | -48623103.726 | -48623.1037 | -1477157.5815 | -48175.5131
11 | 9 | 19 | 6.5 | 0 | 0.24 | 0 | 0.26311 | 0 | 0 | 0 | 2.8787 | 0 | 0 | 0 | 0 | 14393.4163 | -14393.4163 | -20562.0233 | 0 | -48643665.7493 | -48643.6657 | -1477782.2506 | -48195.8858
11 | 9 | 20 | 5.6 | 0 | 0.24 | 0 | 0.30634 | 0 | 0 | 0 | 2.9177 | 0 | 0 | 0 | 0 | 14588.4769 | -14588.4769 | -20840.6813 | 0 | -48664506.4306 | -48664.5064 | -1478415.3852 | -48216.5346
11 | 9 | 21 | 5 | 0 | 0.24 | 0 | 0.33438 | 0 | 0 | 0 | 1.9851 | 0 | 0 | 0 | 0 | 9925.2747 | -9925.2747 | -14178.9638 | 0 | -48678685.3944 | -48678.6854 | -1478846.1386 | -48230.5831
11 | 9 | 22 | 4.5 | 0 | 0.24 | 0 | 0.35727 | 0 | 0 | 0 | 1.5165 | 0 | 0 | 0 | 0 | 7582.2665 | -7582.2665 | -10831.8093 | 0 | -48689517.2036 | -48689.5172 | -1479175.2062 | -48241.3152
11 | 9 | 23 | 3.9 | 0 | 0.24 | 0 | 0.3927 | 0 | 0 | 0 | 1.1314 | 0 | 0 | 0 | 0 | 5656.7563 | -5656.7563 | -8081.0805 | 0 | -48697598.2841 | -48697.5983 | -1479420.7074 | -48249.3219
11 | 10 | 0 | 3.3 | 0 | 0.24 | 0 | 0.39754 | 0 | 0 | 0 | 1.1017 | 0 | 0 | 0 | 0 | 5508.4647 | -5508.4647 | -7869.2353 | 0 | -48705467.5194 | -48705.4675 | -1479659.7727 | -48257.1187
11 | 10 | 1 | 2.8 | 0 | 0.24 | 0 | 0.39417 | 0 | 0 | 0 | 1.1564 | 0 | 0 | 0 | 0 | 5782.2339 | -5782.2339 | -8260.3341 | 0 | -48713727.8536 | -48713.7279 | -1479910.7196 | -48265.303
11 | 10 | 2 | 2.2 | 0 | 0.24 | 0 | 0.38877 | 0 | 0 | 0 | 1.1097 | 0 | 0 | 0 | 0 | 5548.3894 | -5548.3894 | -7926.2705 | 0 | -48721654.1241 | -48721.6541 | -1480151.5177 | -48273.1563
11 | 10 | 3 | 1.8 | 0 | 0.24 | 0 | 0.3876 | 0 | 0 | 0 | 1.1049 | 0 | 0 | 0 | 0 | 5524.4346 | -5524.4346 | -7892.0494 | 0 | -48729546.1735 | -48729.5462 | -1480391.2762 | -48280.9757
11 | 10 | 4 | 1.5 | 0 | 0.24 | 0 | 0.39582 | 0 | 0 | 0 | 1.0691 | 0 | 0 | 0 | 0 | 5345.3439 | -5345.3439 | -7636.2055 | 0 | -48737182.379 | -48737.1824 | -1480623.2621 | -48288.5416
11 | 10 | 5 | 1.1 | 0 | 0.24 | 0 | 0.40653 | 0 | 0 | 0 | 1.0971 | 0 | 0 | 0 | 0 | 5485.6506 | -5485.6506 | -7836.6437 | 0 | -48745019.0227 | -48745.019 | -1480861.3374 | -48296.3061
11 | 10 | 6 | 2.6 | 0 | 0.24 | 0 | 0.41109 | 0 | 0 | 0 | 1.2354 | 0 | 0 | 0 | 0 | 6176.9179 | -6176.9179 | -8824.1684 | 0 | -48753843.1911 | -48753.8432 | -1481129.4134 | -48305.049
11 | 10 | 7 | 4.1 | 31.2444 | 0.24 | 2456.7132 | 0.42594 | 0 | 2456.7132 | 0 | 1.2117 | 0 | 0 | 0 | 0 | 6058.2845 | -3601.5714 | -5145.1019 | 0 | -48758988.293 | -48758.9883 | -1481285.7203 | -48310.1468
11 | 10 | 8 | 5.6 | 403.1303 | 0.24 | 31697.6534 | 0.42456 | 0 | 31697.6534 | 0 | 1.1569 | 0 | 0 | 0 | 0 | 5784.5153 | 25913.1381 | 0 | 18139.1967 | -48740849.0963 | -48740.8491 | -1480734.6561 | -48292.1746
11 | 10 | 9 | 8 | 645.6145 | 0.24 | 50763.8934 | 0.3885 | 0 | 50763.8934 | 0 | 1.0419 | 0 | 0 | 0 | 0 | 5209.6 | 45554.2935 | 0 | 31888.0054 | -48708961.0909 | -48708.9611 | -1479765.9066 | -48260.5801
11 | 10 | 10 | 10.4 | 776.76 | 0.24 | 61075.7082 | 0.37876 | 0 | 61075.7082 | 0 | 0.89408 | 0 | 0 | 0 | 0 | 4470.4231 | 56605.2851 | 0 | 39623.6995 | -48669337.3914 | -48669.3374 | -1478562.1486 | -48221.3211
11 | 10 | 11 | 12.8 | 894.3299 | 0.24 | 70320.0842 | 0.40471 | 0 | 70320.0842 | 0 | 0.86009 | 0 | 0 | 0 | 0 | 4300.458 | 66019.6261 | 0 | 46213.7383 | -48623123.6531 | -48623.1237 | -1477158.1869 | -48175.5328
11 | 10 | 12 | 13.9 | 781.4076 | 0.24 | 61441.1437 | 0.3957 | 0 | 61441.1437 | 0 | 1.0572 | 0 | 0 | 0 | 0 | 5286.0272 | 56155.1165 | 0 | 39308.5816 | -48583815.0715 | -48583.8151 | -1475964.0022 | -48136.5861
11 | 10 | 13 | 15 | 592.89 | 0.24 | 46618.2308 | 0.42021 | 0 | 46618.2308 | 0 | 1.1916 | 0 | 0 | 0 | 0 | 5957.9025 | 40660.3283 | 0 | 28462.2298 | -48555352.8417 | -48555.3528 | -1475099.3268 | -48108.3858
11 | 10 | 14 | 16.1 | 680.8807 | 0.24 | 53536.8323 | 0.45912 | 0 | 53536.8323 | 0 | 1.1361 | 0 | 0 | 0 | 0 | 5680.7112 | 47856.1211 | 0 | 33499.2848 | -48521853.557 | -48521.8536 | -1474081.627 | -48075.1949
11 | 10 | 15 | 14.8 | 523.803 | 0.24 | 41186.003 | 0.48299 | 0 | 41186.003 | 0 | 0.88131 | 0 | 0 | 0 | 0 | 4406.5436 | 36779.4594 | 0 | 25745.6216 | -48496107.9354 | -48496.1079 | -1473299.4816 | -48049.6863
11 | 10 | 16 | 13.5 | 269.0254 | 0.24 | 21153.1445 | 0.46301 | 0 | 21153.1445 | 0 | 0.86465 | 0 | 0 | 0 | 0 | 4323.2721 | 16829.8724 | 0 | 11780.9107 | -48484327.0247 | -48484.327 | -1472941.5805 | -48038.0138
11 | 10 | 17 | 12.2 | 33.5023 | 0.24 | 2634.246 | 0.42345 | 0 | 2634.246 | 0 | 0.92831 | 0 | 0 | 0 | 0 | 4641.5289 | -2007.2829 | -2867.547 | 0 | -48487194.5717 | -48487.1946 | -1473028.6958 | -48040.855
11 | 10 | 18 | 10.4 | 0 | 0.24 | 0 | 0.42113 | 0 | 0 | 0 | 0.99994 | 0 | 0 | 0 | 0 | 4999.7102 | -4999.7102 | -7142.4432 | 0 | -48494337.0149 | -48494.337 | -1473245.6815 | -48047.9317
11 | 10 | 19 | 8.5 | 0 | 0.24 | 0 | 0.48819 | 0 | 0 | 0 | 1.0378 | 0 | 0 | 0 | 0 | 5189.0673 | -5189.0673 | -7412.9533 | 0 | -48501749.9681 | -48501.75 | -1473470.8851 | -48055.2764
11 | 10 | 20 | 6.7 | 0 | 0.24 | 0 | 0.53441 | 0 | 0 | 0 | 1.0771 | 0 | 0 | 0 | 0 | 5385.2685 | -5385.2685 | -7693.2408 | 0 | -48509443.2089 | -48509.4432 | -1473704.6038 | -48062.8988
11 | 10 | 21 | 5.9 | 0 | 0.24 | 0 | 0.56508 | 0 | 0 | 0 | 1.0787 | 0 | 0 | 0 | 0 | 5393.2535 | -5393.2535 | -7704.6478 | 0 | -48517147.8567 | -48517.1479 | -1473938.6691 | -48070.5326
11 | 10 | 22 | 5.2 | 0 | 0.24 | 0 | 0.59014 | 0 | 0 | 0 | 1.0396 | 0 | 0 | 0 | 0 | 5198.1929 | -5198.1929 | -7425.9899 | 0 | -48524573.8466 | -48524.5738 | -1474164.2688 | -48077.8902
11 | 10 | 23 | 4.4 | 0 | 0.24 | 0 | 0.59767 | 0 | 0 | 0 | 0.91553 | 0 | 0 | 0 | 0 | 4577.6494 | -4577.6494 | -6539.4991 | 0 | -48531113.3457 | -48531.1133 | -1474362.9371 | -48084.3695
11 | 11 | 0 | 4.4 | 0 | 0.24 | 0 | 0.58001 | 0 | 0 | 0 | 0.80944 | 0 | 0 | 0 | 0 | 4047.2215 | -4047.2215 | -5781.745 | 0 | -48536895.0908 | -48536.8951 | -1474538.585 | -48090.098
11 | 11 | 1 | 4.4 | 0 | 0.24 | 0 | 0.55727 | 0 | 0 | 0 | 0.79028 | 0 | 0 | 0 | 0 | 3951.4023 | -3951.4023 | -5644.8604 | 0 | -48542539.9512 | -48542.54 | -1474710.0745 | -48095.6909
11 | 11 | 2 | 4.4 | 0 | 0.24 | 0 | 0.54851 | 0 | 0 | 0 | 0.78138 | 0 | 0 | 0 | 0 | 3906.9148 | -3906.9148 | -5581.3069 | 0 | -48548121.258 | -48548.1213 | -1474879.6332 | -48101.2208
11 | 11 | 3 | 3.7 | 0 | 0.24 | 0 | 0.53099 | 0 | 0 | 0 | 0.7896 | 0 | 0 | 0 | 0 | 3947.9802 | -3947.9802 | -5639.9717 | 0 | -48553761.2297 | -48553.7612 | -1475050.9741 | -48106.8089
11 | 11 | 4 | 2.9 | 0 | 0.24 | 0 | 0.49346 | 0 | 0 | 0 | 0.83751 | 0 | 0 | 0 | 0 | 4187.5282 | -4187.5282 | -5982.1832 | 0 | -48559743.4129 | -48559.7434 | -1475232.7113 | -48112.736
11 | 11 | 5 | 2.2 | 0 | 0.24 | 0 | 0.46483 | 0 | 0 | 0 | 1.01 | 0 | 0 | 0 | 0 | 5049.9013 | -5049.9013 | -7214.1447 | 0 | -48566957.5576 | -48566.9576 | -1475451.8752 | -48119.8837
11 | 11 | 6 | 4.4 | 0.9674 | 0.24 | 76.0655 | 0.42207 | 0 | 76.0655 | 0 | 1.1161 | 0 | 0 | 0 | 0 | 5580.3291 | -5504.2636 | -7863.2337 | 0 | -48574820.7913 | -48574.8208 | -1475690.7582 | -48127.6746
11 | 11 | 7 | 6.7 | 95.609 | 0.24 | 7517.6214 | 0.43531 | 0 | 7517.6214 | 0 | 1.005 | 0 | 0 | 0 | 0 | 5024.8058 | 2492.8157 | 0 | 1744.971 | -48573075.8203 | -48573.0758 | -1475637.7464 | -48125.9457
11 | 11 | 8 | 8.9 | 211.7051 | 0.24 | 16646.118 | 0.45833 | 0 | 16646.118 | 0 | 0.90002 | 0 | 0 | 0 | 0 | 4500.0814 | 12146.0366 | 0 | 8502.2256 | -48564573.5947 | -48564.5736 | -1475379.451 | -48117.5217
11 | 11 | 9 | 12 | 121.6889 | 0.24 | 9568.2513 | 0.45494 | 0 | 9568.2513 | 0 | 0.9185 | 0 | 0 | 0 | 0 | 4592.4785 | 4975.7728 | 0 | 3483.0409 | -48561090.5537 | -48561.0906 | -1475273.6371 | -48114.0707
11 | 11 | 10 | 15.2 | 124.9778 | 0.24 | 9826.8527 | 0.46973 | 0 | 9826.8527 | 0 | 1.0264 | 0 | 0 | 0 | 0 | 5132.032 | 4694.8207 | 0 | 3286.3745 | -48557804.1793 | -48557.8042 | -1475173.7979 | -48110.8146
11 | 11 | 11 | 18.3 | 220.2426 | 0.24 | 17317.4113 | 0.43795 | 0 | 17317.4113 | 0 | 1.0504 | 0 | 0 | 0 | 0 | 5251.8061 | 12065.6052 | 0 | 8445.9236 | -48549358.2556 | -48549.3583 | -1474917.2128 | -48102.4464
11 | 11 | 12 | 19.2 | 770.2958 | 0.24 | 60567.4316 | 0.40524 | 0 | 60567.4316 | 0 | 1.1521 | 0 | 0 | 0 | 0 | 5760.5605 | 54806.871 | 0 | 38364.8097 | -48510993.4459 | -48510.9934 | -1473751.6996 | -48064.4348
11 | 11 | 13 | 20.2 | 809.626 | 0.24 | 63659.918 | 0.38555 | 0 | 63659.918 | 0 | 1.1596 | 0 | 0 | 0 | 0 | 5798.2038 | 57861.7142 | 0 | 40503.2 | -48470490.2459 | -48470.4902 | -1472521.2227 | -48024.3044
11 | 11 | 14 | 21.1 | 696.9913 | 0.24 | 54803.5928 | 0.3757 | 0 | 54803.5928 | 0 | 1.0376 | 0 | 0 | 0 | 0 | 5187.9266 | 49615.6662 | 0 | 34730.9664 | -48435759.2796 | -48435.7593 | -1471466.1047 | -47989.8932
11 | 11 | 15 | 19.4 | 520.9999 | 0.24 | 40965.5991 | 0.37132 | 0 | 40965.5991 | 0 | 0.85028 | 0 | 0 | 0 | 0 | 4251.4077 | 36714.1914 | 0 | 25699.934 | -48410059.3456 | -48410.0593 | -1470685.3472 | -47964.4298
11 | 11 | 16 | 17.8 | 267.9428 | 0.24 | 21068.0213 | 0.37123 | 0 | 21068.0213 | 0 | 0.95545 | 0 | 0 | 0 | 0 | 4777.2728 | 16290.7485 | 0 | 11403.524 | -48398655.8217 | -48398.6558 | -1470338.911 | -47953.1313
11 | 11 | 17 | 16.1 | 32.343 | 0.24 | 2543.089 | 0.38904 | 0 | 2543.089 | 0 | 1.3287 | 0 | 0 | 0 | 0 | 6643.4662 | -4100.3773 | -5857.6818 | 0 | -48404513.5035 | -48404.5135 | -1470516.8659 | -47958.935
11 | 11 | 18 | 15 | 0 | 0.24 | 0 | 0.43164 | 0 | 0 | 0 | 1.5758 | 0 | 0 | 0 | 0 | 7878.8498 | -7878.8498 | -11255.4997 | 0 | -48415769.0032 | -48415.769 | -1470858.8052 | -47970.0869
11 | 11 | 19 | 13.9 | 0 | 0.24 | 0 | 0.48378 | 0 | 0 | 0 | 1.5329 | 0 | 0 | 0 | 0 | 7664.3972 | -7664.3972 | -10949.1389 | 0 | -48426718.1421 | -48426.7181 | -1471191.4372 | -47980.9353
11 | 11 | 20 | 12.8 | 0 | 0.24 | 0 | 0.47734 | 0 | 0 | 0 | 1.4916 | 0 | 0 | 0 | 0 | 7457.9296 | -7457.9296 | -10654.1852 | 0 | -48437372.3273 | -48437.3723 | -1471515.1087 | -47991.4914
11 | 11 | 21 | 11.3 | 0 | 0.24 | 0 | 0.48624 | 0 | 0 | 0 | 1.3479 | 0 | 0 | 0 | 0 | 6739.2854 | -6739.2854 | -9627.5506 | 0 | -48446999.8779 | -48446.9999 | -1471807.5912 | -48001.0303
11 | 11 | 22 | 9.8 | 0 | 0.24 | 0 | 0.49568 | 0 | 0 | 0 | 1.2573 | 0 | 0 | 0 | 0 | 6286.4255 | -6286.4255 | -8980.6079 | 0 | -48455980.4858 | -48455.9805 | -1472080.4198 | -48009.9282
11 | 11 | 23 | 8.3 | 0 | 0.24 | 0 | 0.48122 | 0 | 0 | 0 | 1.2288 | 0 | 0 | 0 | 0 | 6143.8374 | -6143.8374 | -8776.9106 | 0 | -48464757.3964 | -48464.7574 | -1472347.0601 | -48018.6244
11 | 12 | 0 | 7.8 | 0 | 0.24 | 0 | 0.48004 | 0 | 0 | 0 | 1.1227 | 0 | 0 | 0 | 0 | 5613.4096 | -5613.4096 | -8019.1565 | 0 | -48472776.5529 | -48472.7766 | -1472590.6801 | -48026.5697
11 | 12 | 1 | 7.2 | 0 | 0.24 | 0 | 0.48782 | 0 | 0 | 0 | 1.0704 | 0 | 0 | 0 | 0 | 5352.1881 | -5352.1881 | -7645.983 | 0 | -48480422.5359 | -48480.4225 | -1472822.9631 | -48034.1453
11 | 12 | 2 | 6.7 | 0 | 0.24 | 0 | 0.50188 | 0 | 0 | 0 | 1.0515 | 0 | 0 | 0 | 0 | 5257.5096 | -5257.5096 | -7510.728 | 0 | -48487933.2639 | -48487.9333 | -1473051.1371 | -48041.5869
11 | 12 | 3 | 6.1 | 0 | 0.24 | 0 | 0.50838 | 0 | 0 | 0 | 0.97485 | 0 | 0 | 0 | 0 | 4874.2327 | -4874.2327 | -6963.1895 | 0 | -48494896.4534 | -48494.8965 | -1473262.6771 | -48048.486
11 | 12 | 4 | 5.6 | 0 | 0.24 | 0 | 0.52067 | 0 | 0 | 0 | 0.89158 | 0 | 0 | 0 | 0 | 4457.8753 | -4457.8753 | -6368.3933 | 0 | -48501264.8468 | -48501.2648 | -1473456.1472 | -48054.7957
11 | 12 | 5 | 5 | 0 | 0.24 | 0 | 0.53552 | 0 | 0 | 0 | 0.92671 | 0 | 0 | 0 | 0 | 4633.5439 | -4633.5439 | -6619.3485 | 0 | -48507884.1952 | -48507.8842 | -1473657.2414 | -48061.3542
11 | 12 | 6 | 7.2 | 0 | 0.24 | 0 | 0.51418 | 0 | 0 | 0 | 1.07 | 0 | 0 | 0 | 0 | 5349.9067 | -5349.9067 | -7642.7238 | 0 | -48515526.9191 | -48515.5269 | -1473889.4254 | -48068.9265
11 | 12 | 7 | 9.5 | 32.0667 | 0.24 | 2521.3635 | 0.49146 | 0 | 2521.3635 | 0 | 1.004 | 0 | 0 | 0 | 0 | 5020.2429 | -2498.8794 | -3569.8277 | 0 | -48519096.7468 | -48519.0967 | -1473997.8759 | -48072.4635
11 | 12 | 8 | 11.7 | 250.9345 | 0.24 | 19730.6816 | 0.47374 | 0 | 19730.6816 | 0 | 0.99333 | 0 | 0 | 0 | 0 | 4966.6298 | 14764.0518 | 0 | 10334.8363 | -48508761.9105 | -48508.7619 | -1473683.9061 | -48062.2238
11 | 12 | 9 | 14.3 | 548.1314 | 0.24 | 43098.9123 | 0.45852 | 0 | 43098.9123 | 0 | 0.99036 | 0 | 0 | 0 | 0 | 4951.8006 | 38147.1117 | 0 | 26702.9782 | -48482058.9323 | -48482.0589 | -1472872.6764 | -48035.7666
11 | 12 | 10 | 16.8 | 636.5859 | 0.24 | 50053.9831 | 0.45196 | 0 | 50053.9831 | 0 | 1.0574 | 0 | 0 | 0 | 0 | 5287.1679 | 44766.8152 | 0 | 31336.7706 | -48450722.1617 | -48450.7222 | -1471920.6733 | -48004.7183
11 | 12 | 11 | 19.4 | 773.6636 | 0.24 | 60832.2399 | 0.45286 | 0 | 60832.2399 | 0 | 1.1318 | 0 | 0 | 0 | 0 | 5659.0378 | 55173.2022 | 0 | 38621.2415 | -48412100.9202 | -48412.1009 | -1470747.3697 | -47966.4526
11 | 12 | 12 | 20.2 | 870.9599 | 0.24 | 68482.5346 | 0.45312 | 0 | 68482.5346 | 0 | 1.1637 | 0 | 0 | 0 | 0 | 5818.7365 | 62663.7982 | 0 | 43864.6587 | -48368236.2615 | -48368.2363 | -1469414.7725 | -47922.9917
11 | 12 | 13 | 20.9 | 725.874 | 0.24 | 57074.6009 | 0.46351 | 0 | 57074.6009 | 0 | 1.1571 | 0 | 0 | 0 | 0 | 5785.656 | 51288.9449 | 0 | 35902.2614 | -48332334.0001 | -48332.334 | -1468324.0709 | -47887.42
11 | 12 | 14 | 21.7 | 462.0024 | 0.24 | 36326.6915 | 0.48678 | 0 | 36326.6915 | 0 | 1.119 | 0 | 0 | 0 | 0 | 5595.1583 | 30731.5332 | 0 | 21512.0733 | -48310821.9268 | -48310.8219 | -1467670.5395 | -47866.1059
11 | 12 | 15 | 19.8 | 300.53 | 0.24 | 23630.3104 | 0.49974 | 0 | 23630.3104 | 0 | 0.92215 | 0 | 0 | 0 | 0 | 4610.7298 | 19019.5806 | 0 | 13313.7064 | -48297508.2204 | -48297.5082 | -1467266.0725 | -47852.9148
11 | 12 | 16 | 18 | 206.7722 | 0.24 | 16258.2534 | 0.49846 | 0 | 16258.2534 | 0 | 0.8569 | 0 | 0 | 0 | 0 | 4284.4882 | 11973.7652 | 0 | 8381.6357 | -48289126.5848 | -48289.1266 | -1467011.4405 | -47844.6103
11 | 12 | 17 | 16.1 | 22.1951 | 0.24 | 1745.1715 | 0.48307 | 0 | 1745.1715 | 0 | 0.96093 | 0 | 0 | 0 | 0 | 4804.6497 | -3059.4782 | -4370.6831 | 0 | -48293497.2679 | -48293.4973 | -1467144.2208 | -47848.9407
11 | 12 | 18 | 14.6 | 0 | 0.24 | 0 | 0.46272 | 0 | 0 | 0 | 0.97006 | 0 | 0 | 0 | 0 | 4850.2779 | -4850.2779 | -6928.9684 | 0 | -48300426.2363 | -48300.4262 | -1467354.7211 | -47855.8059
11 | 12 | 19 | 13.2 | 0 | 0.24 | 0 | 0.45433 | 0 | 0 | 0 | 1.0266 | 0 | 0 | 0 | 0 | 5133.1727 | -5133.1727 | -7333.1039 | 0 | -48307759.3402 | -48307.7593 | -1467577.4989 | -47863.0715
11 | 12 | 20 | 11.7 | 0 | 0.24 | 0 | 0.46001 | 0 | 0 | 0 | 1.086 | 0 | 0 | 0 | 0 | 5429.756 | -5429.756 | -7756.7943 | 0 | -48315516.1345 | -48315.5161 | -1467813.1484 | -47870.7569
11 | 12 | 21 | 11.3 | 0 | 0.24 | 0 | 0.43296 | 0 | 0 | 0 | 0.90139 | 0 | 0 | 0 | 0 | 4506.9257 | -4506.9257 | -6438.4652 | 0 | -48321954.5998 | -48321.9546 | -1468008.7473 | -47877.1361
11 | 12 | 22 | 11 | 0 | 0.24 | 0 | 0.42989 | 0 | 0 | 0 | 0.97987 | 0 | 0 | 0 | 0 | 4899.3282 | -4899.3282 | -6999.0403 | 0 | -48328953.6401 | -48328.9536 | -1468221.3764 | -47884.0707
11 | 12 | 23 | 10.6 | 0 | 0.24 | 0 | 0.43748 | 0 | 0 | 0 | 1.135 | 0 | 0 | 0 | 0 | 5675.0076 | -5675.0076 | -8107.1538 | 0 | -48337060.7938 | -48337.0608 | -1468467.6697 | -47892.1032
11 | 13 | 0 | 10.2 | 0 | 0.24 | 0 | 0.46901 | 0 | 0 | 0 | 1.1339 | 0 | 0 | 0 | 0 | 5669.3041 | -5669.3041 | -8099.0059 | 0 | -48345159.7997 | -48345.1598 | -1468713.7154 | -47900.1277
11 | 13 | 1 | 9.8 | 0 | 0.24 | 0 | 0.47037 | 0 | 0 | 0 | 1.1323 | 0 | 0 | 0 | 0 | 5661.3192 | -5661.3192 | -8087.5988 | 0 | -48353247.3985 | -48353.2474 | -1468959.4146 | -47908.1408
11 | 13 | 2 | 9.4 | 0 | 0.24 | 0 | 0.50157 | 0 | 0 | 0 | 1.0832 | 0 | 0 | 0 | 0 | 5416.0676 | -5416.0676 | -7737.2394 | 0 | -48360984.6379 | -48360.9846 | -1469194.47 | -47915.8069
11 | 13 | 3 | 9.2 | 0 | 0.24 | 0 | 0.53357 | 0 | 0 | 0 | 0.94975 | 0 | 0 | 0 | 0 | 4748.7551 | -4748.7551 | -6783.9359 | 0 | -48367768.5738 | -48367.7686 | -1469400.5643 | -47922.5283
11 | 13 | 4 | 9.1 | 0 | 0.24 | 0 | 0.53172 | 0 | 0 | 0 | 0.96025 | 0 | 0 | 0 | 0 | 4801.2276 | -4801.2276 | -6858.8965 | 0 | -48374627.4703 | -48374.6275 | -1469608.9358 | -47929.3241
11 | 13 | 5 | 8.9 | 0 | 0.24 | 0 | 0.52221 | 0 | 0 | 0 | 1.1051 | 0 | 0 | 0 | 0 | 5525.5753 | -5525.5753 | -7893.679 | 0 | -48382521.1493 | -48382.5211 | -1469848.7438 | -47937.1451
11 | 13 | 6 | 9.5 | 0 | 0.24 | 0 | 0.5001 | 0 | 0 | 0 | 1.0273 | 0 | 0 | 0 | 0 | 5136.5948 | -5136.5948 | -7337.9926 | 0 | -48389859.1419 | -48389.8591 | -1470071.6701 | -47944.4156
11 | 13 | 7 | 10 | 11.5111 | 0.24 | 905.1049 | 0.49945 | 0 | 905.1049 | 0 | 1.0668 | 0 | 0 | 0 | 0 | 5333.9368 | -4428.832 | -6326.9028 | 0 | -48396186.0447 | -48396.186 | -1470263.8798 | -47950.6842
11 | 13 | 8 | 10.6 | 295.462 | 0.24 | 23231.8242 | 0.48787 | 0 | 23231.8242 | 0 | 1.1329 | 0 | 0 | 0 | 0 | 5664.7413 | 17567.0829 | 0 | 12296.958 | -48383889.0867 | -48383.8891 | -1469890.3014 | -47938.5005
11 | 13 | 9 | 13.7 | 494.2216 | 0.24 | 38860.0527 | 0.46432 | 0 | 38860.0527 | 0 | 0.99652 | 0 | 0 | 0 | 0 | 4982.5997 | 33877.4531 | 0 | 23714.2171 | -48360174.8695 | -48360.1749 | -1469169.8695 | -47915.0045
11 | 13 | 10 | 16.9 | 360.2302 | 0.24 | 28324.4665 | 0.45442 | 0 | 28324.4665 | 0 | 0.80739 | 0 | 0 | 0 | 0 | 4036.9552 | 24287.5113 | 0 | 17001.2579 | -48343173.6116 | -48343.1736 | -1468653.3755 | -47898.1598
11 | 13 | 11 | 20 | 685.2742 | 0.24 | 53882.2855 | 0.43679 | 0 | 53882.2855 | 0 | 0.7937 | 0 | 0 | 0 | 0 | 3968.5129 | 49913.7726 | 0 | 34939.6408 | -48308233.9708 | -48308.234 | -1467591.9181 | -47863.5418
11 | 13 | 12 | 20.6 | 378.7084 | 0.24 | 29777.3883 | 0.42661 | 0 | 29777.3883 | 0 | 1.007 | 0 | 0 | 0 | 0 | 5035.0721 | 24742.3162 | 0 | 17319.6214 | -48290914.3494 | -48290.9143 | -1467065.7524 | -47846.3816
11 | 13 | 13 | 21.1 | 306.2902 | 0.24 | 24083.2297 | 0.42199 | 0 | 24083.2297 | 0 | 1.1177 | 0 | 0 | 0 | 0 | 5588.314 | 18494.9157 | 0 | 12946.441 | -48277967.9084 | -48277.9679 | -1466672.4428 | -47833.5543
11 | 13 | 14 | 21.7 | 314.6624 | 0.24 | 24741.529 | 0.41996 | 0 | 24741.529 | 0 | 1.0406 | 0 | 0 | 0 | 0 | 5202.7557 | 19538.7733 | 0 | 13677.1413 | -48264290.7672 | -48264.2908 | -1466256.9347 | -47820.0031
11 | 13 | 15 | 19.8 | 294.8201 | 0.24 | 23181.3545 | 0.4258 | 0 | 23181.3545 | 0 | 0.79781 | 0 | 0 | 0 | 0 | 3989.0456 | 19192.3089 | 0 | 13434.6163 | -48250856.1509 | -48250.8562 | -1465848.7945 | -47806.6921
11 | 13 | 16 | 18 | 130.2846 | 0.24 | 10244.1209 | 0.37945 | 0 | 10244.1209 | 0 | 0.68648 | 0 | 0 | 0 | 0 | 3432.3815 | 6811.7394 | 0 | 4768.2176 | -48246087.9333 | -48246.0879 | -1465703.9372 | -47801.9678
11 | 13 | 17 | 16.1 | 11.929 | 0.24 | 937.9599 | 0.29788 | 0 | 937.9599 | 0 | 0.66321 | 0 | 0 | 0 | 0 | 3316.0296 | -2378.0697 | -3397.2425 | 0 | -48249485.1758 | -48249.4852 | -1465807.1446 | -47805.3338
11 | 13 | 18 | 15.2 | 0 | 0.24 | 0 | 0.23966 | 0 | 0 | 0 | 0.74579 | 0 | 0 | 0 | 0 | 3728.9648 | -3728.9648 | -5327.0926 | 0 | -48254812.2684 | -48254.8123 | -1465968.9803 | -47810.6118
11 | 13 | 19 | 14.2 | 0 | 0.24 | 0 | 0.24131 | 0 | 0 | 0 | 0.96937 | 0 | 0 | 0 | 0 | 4846.8558 | -4846.8558 | -6924.0797 | 0 | -48261736.3481 | -48261.7363 | -1466179.3321 | -47817.4722
11 | 13 | 20 | 13.3 | 0 | 0.24 | 0 | 0.22739 | 0 | 0 | 0 | 1.0476 | 0 | 0 | 0 | 0 | 5238.1176 | -5238.1176 | -7483.0251 | 0 | -48269219.3732 | -48269.2194 | -1466406.6645 | -47824.8863
11 | 13 | 21 | 13.7 | 0 | 0.24 | 0 | 0.20886 | 0 | 0 | 0 | 0.97485 | 0 | 0 | 0 | 0 | 4874.2327 | -4874.2327 | -6963.1895 | 0 | -48276182.5627 | -48276.1826 | -1466618.2044 | -47831.7854
11 | 13 | 22 | 14 | 0 | 0.24 | 0 | 0.18752 | 0 | 0 | 0 | 0.98648 | 0 | 0 | 0 | 0 | 4932.4086 | -4932.4086 | -7046.2981 | 0 | -48283228.8608 | -48283.2289 | -1466832.2692 | -47838.7669
11 | 13 | 23 | 14.4 | 0 | 0.24 | 0 | 0.16981 | 0 | 0 | 0 | 0.85599 | 0 | 0 | 0 | 0 | 4279.9254 | -4279.9254 | -6114.1791 | 0 | -48289343.0399 | -48289.343 | -1467018.0164 | -47844.8247
11 | 14 | 0 | 14 | 0 | 0.24 | 0 | 0.14826 | 0 | 0 | 0 | 0.73872 | 0 | 0 | 0 | 0 | 3693.603 | -3693.603 | -5276.5757 | 0 | -48294619.6155 | -48294.6196 | -1467178.3174 | -47850.0528
11 | 14 | 1 | 13.7 | 0 | 0.24 | 0 | 0.1447 | 0 | 0 | 0 | 0.74602 | 0 | 0 | 0 | 0 | 3730.1055 | -3730.1055 | -5328.7222 | 0 | -48299948.3377 | -48299.9483 | -1467340.2027 | -47855.3324
11 | 14 | 2 | 13.3 | 0 | 0.24 | 0 | 0.15145 | 0 | 0 | 0 | 0.75241 | 0 | 0 | 0 | 0 | 3762.0453 | -3762.0453 | -5374.3504 | 0 | -48305322.6881 | -48305.3227 | -1467503.4741 | -47860.6573
11 | 14 | 3 | 13.3 | 0 | 0.24 | 0 | 0.16726 | 0 | 0 | 0 | 0.71385 | 0 | 0 | 0 | 0 | 3569.2661 | -3569.2661 | -5098.9516 | 0 | -48310421.6396 | -48310.4216 | -1467658.3789 | -47865.7093
11 | 14 | 4 | 13.3 | 0 | 0.24 | 0 | 0.20549 | 0 | 0 | 0 | 0.69857 | 0 | 0 | 0 | 0 | 3492.8389 | -3492.8389 | -4989.7698 | 0 | -48315411.4095 | -48315.4114 | -1467809.9669 | -47870.6531
11 | 14 | 5 | 13.3 | 0 | 0.24 | 0 | 0.21117 | 0 | 0 | 0 | 0.72275 | 0 | 0 | 0 | 0 | 3613.7536 | -3613.7536 | -5162.5051 | 0 | -48320573.9146 | -48320.5739 | -1467966.8025 | -47875.7681
11 | 14 | 6 | 13.5 | 0 | 0.24 | 0 | 0.22573 | 0 | 0 | 0 | 0.72344 | 0 | 0 | 0 | 0 | 3617.1757 | -3617.1757 | -5167.3939 | 0 | -48325741.3085 | -48325.7413 | -1468123.7866 | -47880.888
11 | 14 | 7 | 13.7 | 32.0667 | 0.24 | 2521.3635 | 0.23674 | 0 | 2521.3635 | 0 | 0.73735 | 0 | 0 | 0 | 0 | 3686.7587 | -1165.3952 | -1664.8503 | 0 | -48327406.1588 | -48327.4062 | -1468174.3643 | -47882.5375
11 | 14 | 8 | 13.9 | 274.8228 | 0.24 | 21608.9891 | 0.2158 | 0 | 21608.9891 | 0 | 0.87081 | 0 | 0 | 0 | 0 | 4354.0712 | 17254.9179 | 0 | 12078.4425 | -48315327.7162 | -48315.3277 | -1467807.4243 | -47870.5702
11 | 14 | 9 | 15.4 | 517.4746 | 0.24 | 40688.4077 | 0.17878 | 0 | 40688.4077 | 0 | 0.81811 | 0 | 0 | 0 | 0 | 4090.5683 | 36597.8394 | 0 | 25618.4876 | -48289709.2287 | -48289.7092 | -1467029.1411 | -47845.1876
11 | 14 | 10 | 16.8 | 447.8775 | 0.24 | 35216.0737 | 0.20048 | 0 | 35216.0737 | 0 | 0.75195 | 0 | 0 | 0 | 0 | 3759.7638 | 31456.3099 | 0 | 22019.4169 | -48267689.8118 | -48267.6898 | -1466360.1968 | -47823.3708
11 | 14 | 11 | 18.3 | 657.1625 | 0.24 | 51671.9023 | 0.21963 | 0 | 51671.9023 | 0 | 0.80077 | 0 | 0 | 0 | 0 | 4003.8747 | 47668.0276 | 0 | 33367.6193 | -48234322.1925 | -48234.3222 | -1465346.497 | -47790.3104
11 | 14 | 12 | 19.6 | 571.5488 | 0.24 | 44940.1934 | 0.2156 | 0 | 44940.1934 | 0 | 1.039 | 0 | 0 | 0 | 0 | 5194.7708 | 39745.4226 | 0 | 27821.7959 | -48206500.3966 | -48206.5004 | -1464501.2779 | -47762.7447
11 | 14 | 13 | 20.9 | 347.5294 | 0.24 | 27325.8188 | 0.22383 | 0 | 27325.8188 | 0 | 1.1455 | 0 | 0 | 0 | 0 | 5727.4801 | 21598.3387 | 0 | 15118.8371 | -48191381.5595 | -48191.3816 | -1464041.9714 | -47747.765
11 | 14 | 14 | 22.2 | 562.1095 | 0.24 | 44197.9923 | 0.22472 | 0 | 44197.9923 | 0 | 1.023 | 0 | 0 | 0 | 0 | 5114.9214 | 39083.0709 | 0 | 27358.1496 | -48164023.4099 | -48164.0234 | -1463210.8378 | -47720.6587
11 | 14 | 15 | 20.9 | 420.6915 | 0.24 | 33078.468 | 0.21247 | 0 | 33078.468 | 0 | 0.75287 | 0 | 0 | 0 | 0 | 3764.3267 | 29314.1413 | 0 | 20519.8989 | -48143503.511 | -48143.5035 | -1462587.4484 | -47700.3277
11 | 14 | 16 | 19.6 | 92.4977 | 0.24 | 7272.9803 | 0.18942 | 0 | 7272.9803 | 0 | 0.7264 | 0 | 0 | 0 | 0 | 3632.0049 | 3640.9754 | 0 | 2548.6828 | -48140954.8282 | -48140.9548 | -1462510.0201 | -47697.8025
11 | 14 | 17 | 18.3 | 7.097 | 0.24 | 558.0316 | 0.14583 | 0 | 558.0316 | 0 | 0.82268 | 0 | 0 | 0 | 0 | 4113.3824 | -3555.3508 | -5079.0726 | 0 | -48146033.9008 | -48146.0339 | -1462664.321 | -47702.8348
11 | 14 | 18 | 17.6 | 0 | 0.24 | 0 | 0.1078 | 0 | 0 | 0 | 1.044 | 0 | 0 | 0 | 0 | 5219.8663 | -5219.8663 | -7456.9519 | 0 | -48153490.8526 | -48153.4909 | -1462890.8613 | -47710.2231
11 | 14 | 19 | 16.8 | 0 | 0.24 | 0 | 0.11176 | 0 | 0 | 0 | 0.94017 | 0 | 0 | 0 | 0 | 4700.8455 | -4700.8455 | -6715.4936 | 0 | -48160206.3462 | -48160.2063 | -1463094.8763 | -47716.8768
11 | 14 | 20 | 16.1 | 0 | 0.24 | 0 | 0.099673 | 0 | 0 | 0 | 0.81766 | 0 | 0 | 0 | 0 | 4088.2869 | -4088.2869 | -5840.4099 | 0 | -48166046.7561 | -48166.0468 | -1463272.3065 | -47722.6634
11 | 14 | 21 | 15.9 | 0 | 0.24 | 0 | 0.095495 | 0 | 0 | 0 | 0.85621 | 0 | 0 | 0 | 0 | 4281.0661 | -4281.0661 | -6115.8087 | 0 | -48172162.5648 | -48172.1626 | -1463458.1032 | -47728.723
11 | 14 | 22 | 15.8 | 0 | 0.24 | 0 | 0.10759 | 0 | 0 | 0 | 0.91165 | 0 | 0 | 0 | 0 | 4558.2574 | -4558.2574 | -6511.7963 | 0 | -48178674.361 | -48178.6744 | -1463655.93 | -47735.1748
11 | 14 | 23 | 15.6 | 0 | 0.24 | 0 | 0.12728 | 0 | 0 | 0 | 0.81925 | 0 | 0 | 0 | 0 | 4096.2718 | -4096.2718 | -5851.8169 | 0 | -48184526.1779 | -48184.5262 | -1463833.7067 | -47740.9728
11 | 15 | 0 | 14.8 | 0 | 0.24 | 0 | 0.1675 | 0 | 0 | 0 | 0.75766 | 0 | 0 | 0 | 0 | 3788.2815 | -3788.2815 | -5411.8307 | 0 | -48189938.0086 | -48189.938 | -1463998.1167 | -47746.3348
11 | 15 | 1 | 14.1 | 0 | 0.24 | 0 | 0.20112 | 0 | 0 | 0 | 0.76838 | 0 | 0 | 0 | 0 | 3841.8946 | -3841.8946 | -5488.4209 | 0 | -48195426.4295 | -48195.4264 | -1464164.8536 | -47751.7727
11 | 15 | 2 | 13.3 | 0 | 0.24 | 0 | 0.24059 | 0 | 0 | 0 | 0.74944 | 0 | 0 | 0 | 0 | 3747.2161 | -3747.2161 | -5353.1658 | 0 | -48200779.5953 | -48200.7796 | -1464327.4814 | -47757.0766
11 | 15 | 3 | 13.3 | 0 | 0.24 | 0 | 0.26232 | 0 | 0 | 0 | 0.72891 | 0 | 0 | 0 | 0 | 3644.5526 | -3644.5526 | -5206.5038 | 0 | -48205986.0991 | -48205.9861 | -1464485.6536 | -47762.2351
11 | 15 | 4 | 13.3 | 0 | 0.24 | 0 | 0.27876 | 0 | 0 | 0 | 0.69857 | 0 | 0 | 0 | 0 | 3492.8389 | -3492.8389 | -4989.7698 | 0 | -48210975.8689 | -48210.9759 | -1464637.2416 | -47767.179
11 | 15 | 5 | 13.3 | 0 | 0.24 | 0 | 0.28255 | 0 | 0 | 0 | 0.71956 | 0 | 0 | 0 | 0 | 3597.7837 | -3597.7837 | -5139.691 | 0 | -48216115.56 | -48216.1156 | -1464793.3841 | -47772.2713
11 | 15 | 6 | 14.2 | 0 | 0.24 | 0 | 0.29319 | 0 | 0 | 0 | 0.90618 | 0 | 0 | 0 | 0 | 4530.8805 | -4530.8805 | -6472.6864 | 0 | -48222588.2463 | -48222.5882 | -1464990.0227 | -47778.6845
11 | 15 | 7 | 15.2 | 6.5778 | 0.24 | 517.2028 | 0.29568 | 0 | 517.2028 | 0 | 0.94245 | 0 | 0 | 0 | 0 | 4712.2526 | -4195.0498 | -5992.9283 | 0 | -48228581.1746 | -48228.5812 | -1465172.0863 | -47784.6222
11 | 15 | 8 | 16.1 | 313.4788 | 0.24 | 24648.4594 | 0.25968 | 0 | 24648.4594 | 0 | 0.86762 | 0 | 0 | 0 | 0 | 4338.1013 | 20310.3581 | 0 | 14217.2506 | -48214363.924 | -48214.3639 | -1464740.1698 | -47770.5358
11 | 15 | 9 | 18.1 | 383.0564 | 0.24 | 30119.2652 | 0.19307 | 0 | 30119.2652 | 0 | 0.79667 | 0 | 0 | 0 | 0 | 3983.342 | 26135.9232 | 0 | 18295.1462 | -48196068.7777 | -48196.0688 | -1464184.3679 | -47752.4091
11 | 15 | 10 | 20.2 | 577.0348 | 0.24 | 45371.5508 | 0.14376 | 0 | 45371.5508 | 0 | 0.7661 | 0 | 0 | 0 | 0 | 3830.4876 | 41541.0633 | 0 | 29078.7443 | -48166990.0335 | -48166.99 | -1463300.963 | -47723.598
11 | 15 | 11 | 22.2 | 130.7333 | 0.24 | 10279.4051 | 0.14556 | 0 | 10279.4051 | 0 | 0.78298 | 0 | 0 | 0 | 0 | 3914.8997 | 6364.5054 | 0 | 4455.1538 | -48162534.8797 | -48162.5349 | -1463165.6166 | -47719.1839
11 | 15 | 12 | 22.9 | 229.3611 | 0.24 | 18034.3902 | 0.14485 | 0 | 18034.3902 | 0 | 0.96458 | 0 | 0 | 0 | 0 | 4822.901 | 13211.4892 | 0 | 9248.0424 | -48153286.8373 | -48153.2868 | -1462884.6634 | -47710.021
11 | 15 | 13 | 23.7 | 460.5255 | 0.24 | 36210.5671 | 0.14054 | 0 | 36210.5671 | 0 | 1.1122 | 0 | 0 | 0 | 0 | 5560.9371 | 30649.63 | 0 | 21454.741 | -48131832.0963 | -48131.8321 | -1462232.8738 | -47688.7637
11 | 15 | 14 | 24.4 | 306.3342 | 0.24 | 24086.691 | 0.14437 | 0 | 24086.691 | 0.32 | 0.76505 | 0 | 0 | 0 | 0 | 5425.2724 | 18661.4186 | 0 | 13062.993 | -48118769.1033 | -48118.7691 | -1461836.0234 | -47675.821
11 | 15 | 15 | 23.7 | 170.8942 | 0.24 | 13437.2093 | 0.14338 | 0 | 13437.2093 | 0 | 0.83796 | 0 | 0 | 0 | 0 | 4189.8097 | 9247.3996 | 0 | 6473.1798 | -48112295.9235 | -48112.2959 | -1461639.3698 | -47669.4074
11 | 15 | 16 | 22.9 | 18.9111 | 0.24 | 1486.958 | 0.13894 | 0 | 1486.958 | 0 | 0.83728 | 0 | 0 | 0 | 0 | 4186.3875 | -2699.4296 | -3856.3279 | 0 | -48116152.2515 | -48116.1523 | -1461756.5241 | -47673.2282
11 | 15 | 17 | 22.2 | 0.82222 | 0.24 | 64.6503 | 0.1386 | 0 | 64.6503 | 0 | 0.95842 | 0 | 0 | 0 | 0 | 4792.1019 | -4727.4516 | -6753.5022 | 0 | -48122905.7537 | -48122.9058 | -1461961.6938 | -47679.9196
11 | 15 | 18 | 20.9 | 0 | 0.24 | 0 | 0.18569 | 0 | 0 | 0 | 1.059 | 0 | 0 | 0 | 0 | 5295.1528 | -5295.1528 | -7564.5041 | 0 | -48130470.2578 | -48130.4703 | -1462191.5015 | -47687.4144
11 | 15 | 19 | 19.6 | 0 | 0.24 | 0 | 0.25538 | 0 | 0 | 0 | 1.1195 | 0 | 0 | 0 | 0 | 5597.4397 | -5597.4397 | -7996.3424 | 0 | -48138466.6002 | -48138.4666 | -1462434.4284 | -47695.3372
11 | 15 | 20 | 18.3 | 0 | 0.24 | 0 | 0.31978 | 0 | 0 | 0 | 1.0526 | 0 | 0 | 0 | 0 | 5263.2131 | -5263.2131 | -7518.8759 | 0 | -48145985.476 | -48145.9855 | -1462662.8499 | -47702.7868
11 | 15 | 21 | 18.1 | 0 | 0.24 | 0 | 0.38418 | 0 | 0 | 0 | 0.98968 | 0 | 0 | 0 | 0 | 4948.3785 | -4948.3785 | -7069.1122 | 0 | -48153054.5882 | -48153.0546 | -1462877.6077 | -47709.7909
11 | 15 | 22 | 18 | 0 | 0.24 | 0 | 0.43928 | 0 | 0 | 0 | 1.0818 | 0 | 0 | 0 | 0 | 5409.2234 | -5409.2234 | -7727.4619 | 0 | -48160782.0501 | -48160.7821 | -1463112.3661 | -47717.4472
11 | 15 | 23 | 17.8 | 0 | 0.24 | 0 | 0.4876 | 0 | 0 | 0 | 1.2418 | 0 | 0 | 0 | 0 | 6208.8576 | -6208.8576 | -8869.7966 | 0 | -48169651.8467 | -48169.6518 | -1463381.8283 | -47726.2353
11 | 16 | 0 | 17.4 | 0 | 0.24 | 0 | 0.50062 | 0 | 0 | 0 | 1.1063 | 0 | 0 | 0 | 0 | 5531.2788 | -5531.2788 | -7901.8268 | 0 | -48177553.6735 | -48177.5537 | -1463621.8838 | -47734.0644
11 | 16 | 1 | 17.1 | 0 | 0.24 | 0 | 0.48352 | 0 | 0 | 0 | 1.0869 | 0 | 0 | 0 | 0 | 5434.3189 | -5434.3189 | -7763.3127 | 0 | -48185316.9862 | -48185.317 | -1463857.7312 | -47741.7563
11 | 16 | 2 | 16.7 | 0 | 0.24 | 0 | 0.47115 | 0 | 0 | 0 | 1.1028 | 0 | 0 | 0 | 0 | 5514.1682 | -5514.1682 | -7877.3832 | 0 | -48193194.3694 | -48193.1944 | -1464097.0441 | -47749.5612
11 | 16 | 3 | 15.6 | 0 | 0.24 | 0 | 0.44739 | 0 | 0 | 0 | 1.051 | 0 | 0 | 0 | 0 | 5255.2282 | -5255.2282 | -7507.4688 | 0 | -48200701.8382 | -48200.7018 | -1464325.1191 | -47756.9995
11 | 16 | 4 | 14.4 | 0 | 0.24 | 0 | 0.42115 | 0 | 0 | 0 | 1.0588 | 0 | 0 | 0 | 0 | 5294.0121 | -5294.0121 | -7562.8745 | 0 | -48208264.7127 | -48208.2647 | -1464554.8773 | -47764.4928
11 | 16 | 5 | 13.3 | 0 | 0.24 | 0 | 0.39927 | 0 | 0 | 0 | 1.0784 | 0 | 0 | 0 | 0 | 5392.1128 | -5392.1128 | -7703.0183 | 0 | -48215967.7309 | -48215.9677 | -1464788.8931 | -47772.1249
11 | 16 | 6 | 14.6 | 0 | 0.24 | 0 | 0.3666 | 0 | 0 | 0 | 1.2119 | 0 | 0 | 0 | 0 | 6059.4252 | -6059.4252 | -8656.3218 | 0 | -48224624.0527 | -48224.6241 | -1465051.87 | -47780.7015
11 | 16 | 7 | 15.9 | 6.5778 | 0.24 | 517.2028 | 0.34436 | 0 | 517.2028 | 0 | 1.2285 | 0 | 0 | 0 | 0 | 6142.6967 | -5625.4939 | -8036.4199 | 0 | -48232660.4726 | -48232.6605 | -1465296.0144 | -47788.664
11 | 16 | 8 | 17.2 | 44.4 | 0.24 | 3491.1187 | 0.32716 | 0 | 3491.1187 | 0 | 1.2342 | 0 | 0 | 0 | 0 | 6171.2143 | -2680.0956 | -3828.708 | 0 | -48236489.1806 | -48236.4892 | -1465412.3295 | -47792.4574
11 | 16 | 9 | 18.5 | 87.9778 | 0.24 | 6917.5871 | 0.25275 | 0 | 6917.5871 | 0 | 1.3002 | 0 | 0 | 0 | 0 | 6500.8781 | 416.709 | 0 | 291.6963 | -48236197.4843 | -48236.1975 | -1465403.4679 | -47792.1684
11 | 16 | 10 | 19.8 | 172.1416 | 0.24 | 13535.2856 | 0.20606 | 0 | 13535.2856 | 0 | 1.289 | 0 | 0 | 0 | 0 | 6444.9835 | 7090.302 | 0 | 4963.2114 | -48231234.2729 | -48231.2343 | -1465252.6868 | -47787.2509
11 | 16 | 11 | 21.1 | 434.5995 | 0.24 | 34172.0337 | 0.19199 | 0 | 34172.0337 | 0 | 1.292 | 0 | 0 | 0 | 0 | 6459.8127 | 27712.2209 | 0 | 19398.5547 | -48211835.7182 | -48211.8357 | -1464663.3636 | -47768.0309
11 | 16 | 12 | 22.2 | 847.1303 | 0.24 | 66608.842 | 0.1879 | 0 | 66608.842 | 0 | 1.4432 | 0 | 0 | 0 | 0 | 7216.1002 | 59392.7418 | 0 | 41574.9193 | -48170260.7989 | -48170.2608 | -1463400.3281 | -47726.8387
11 | 16 | 13 | 23.3 | 720.0999 | 0.24 | 56620.5912 | 0.21736 | 0 | 56620.5912 | 0 | 1.4777 | 0 | 0 | 0 | 0 | 7388.3466 | 49232.2446 | 0 | 34462.5712 | -48135798.2277 | -48135.7982 | -1462353.3639 | -47692.6934
11 | 16 | 14 | 24.4 | 227.7666 | 0.24 | 17909.0166 | 0.26488 | 0 | 17909.0166 | 0.32 | 1.1545 | 0 | 0 | 0 | 0 | 7372.4559 | 10536.5607 | 0 | 7375.5925 | -48128422.6353 | -48128.4226 | -1462129.2952 | -47685.3857
11 | 16 | 15 | 22.7 | 428.1838 | 0.24 | 33667.5767 | 0.29677 | 0 | 33667.5767 | 0 | 1.2274 | 0 | 0 | 0 | 0 | 6136.9932 | 27530.5835 | 0 | 19271.4084 | -48109151.2268 | -48109.1512 | -1461543.8347 | -47666.2917
11 | 16 | 16 | 21.1 | 229.5031 | 0.24 | 18045.5503 | 0.31873 | 0 | 18045.5503 | 0 | 1.2167 | 0 | 0 | 0 | 0 | 6083.38 | 11962.1702 | 0 | 8373.5192 | -48100777.7077 | -48100.7777 | -1461289.4493 | -47657.9952
11 | 16 | 17 | 19.4 | 24.8125 | 0.24 | 1950.9755 | 0.2981 | 0 | 1950.9755 | 0 | 1.3029 | 0 | 0 | 0 | 0 | 6514.5665 | -4563.5911 | -6519.4158 | 0 | -48107297.1235 | -48107.2971 | -1461487.5076 | -47664.4546
11 | 16 | 18 | 19 | 0 | 0.24 | 0 | 0.37778 | 0 | 0 | 0 | 1.4108 | 0 | 0 | 0 | 0 | 7054.12 | -7054.12 | -10077.3143 | 0 | -48117374.4379 | -48117.3744 | -1461793.6538 | -47674.4392
11 | 16 | 19 | 18.7 | 0 | 0.24 | 0 | 0.51019 | 0 | 0 | 0 | 1.3116 | 0 | 0 | 0 | 0 | 6557.9133 | -6557.9133 | -9368.4476 | 0 | -48126742.8855 | -48126.7429 | -1462078.2649 | -47683.7214
11 | 16 | 20 | 18.3 | 0 | 0.24 | 0 | 0.60027 | 0 | 0 | 0 | 1.2002 | 0 | 0 | 0 | 0 | 6001.2493 | -6001.2493 | -8573.2132 | 0 | -48135316.0988 | -48135.3161 | -1462338.7169 | -47692.2157
11 | 16 | 21 | 16.3 | 0 | 0.24 | 0 | 0.64592 | 0 | 0 | 0 | 1.2039 | 0 | 0 | 0 | 0 | 6019.5006 | -6019.5006 | -8599.2865 | 0 | -48143915.3853 | -48143.9154 | -1462599.9611 | -47700.7358
11 | 16 | 22 | 14.2 | 0 | 0.24 | 0 | 0.65382 | 0 | 0 | 0 | 1.2285 | 0 | 0 | 0 | 0 | 6142.6967 | -6142.6967 | -8775.281 | 0 | -48152690.6663 | -48152.6907 | -1462866.5519 | -47709.4303
11 | 16 | 23 | 12.2 | 0 | 0.24 | 0 | 0.62715 | 0 | 0 | 0 | 1.2532 | 0 | 0 | 0 | 0 | 6265.8928 | -6265.8928 | -8951.2755 | 0 | -48161641.9418 | -48161.6419 | -1463138.4894 | -47718.2992
11 | 17 | 0 | 11.5 | 0 | 0.24 | 0 | 0.60572 | 0 | 0 | 0 | 1.0953 | 0 | 0 | 0 | 0 | 5476.525 | -5476.525 | -7823.6071 | 0 | -48169465.5488 | -48169.4655 | -1463376.1686 | -47726.0508
11 | 17 | 1 | 10.7 | 0 | 0.24 | 0 | 0.6047 | 0 | 0 | 0 | 1.0469 | 0 | 0 | 0 | 0 | 5234.6955 | -5234.6955 | -7478.1364 | 0 | -48176943.6852 | -48176.9437 | -1463603.3525 | -47733.4601
11 | 17 | 2 | 10 | 0 | 0.24 | 0 | 0.58036 | 0 | 0 | 0 | 1.0161 | 0 | 0 | 0 | 0 | 5080.7003 | -5080.7003 | -7258.1433 | 0 | -48184201.8285 | -48184.2018 | -1463823.853 | -47740.6514
11 | 17 | 3 | 10 | 0 | 0.24 | 0 | 0.56119 | 0 | 0 | 0 | 0.99835 | 0 | 0 | 0 | 0 | 4991.7253 | -4991.7253 | -7131.0361 | 0 | -48191332.8647 | -48191.3329 | -1464040.4921 | -47747.7168
11 | 17 | 4 | 10 | 0 | 0.24 | 0 | 0.52614 | 0 | 0 | 0 | 1.0383 | 0 | 0 | 0 | 0 | 5191.3487 | -5191.3487 | -7416.2124 | 0 | -48198749.0771 | -48198.7491 | -1464265.7947 | -47755.0647
11 | 17 | 5 | 10 | 0 | 0.24 | 0 | 0.49867 | 0 | 0 | 0 | 1.0796 | 0 | 0 | 0 | 0 | 5397.8163 | -5397.8163 | -7711.1661 | 0 | -48206460.2432 | -48206.4602 | -1464500.058 | -47762.7049
11 | 17 | 6 | 11.1 | 0 | 0.24 | 0 | 0.49046 | 0 | 0 | 0 | 1.1309 | 0 | 0 | 0 | 0 | 5654.4749 | -5654.4749 | -8077.8213 | 0 | -48214538.0646 | -48214.5381 | -1464745.4602 | -47770.7084
11 | 17 | 7 | 12.2 | 32.8889 | 0.24 | 2586.0139 | 0.46799 | 0 | 2586.0139 | 0 | 1.0798 | 0 | 0 | 0 | 0 | 5398.957 | -2812.9431 | -4018.4902 | 0 | -48218556.5548 | -48218.5566 | -1464867.5409 | -47774.6899
11 | 17 | 8 | 13.3 | 297.4396 | 0.24 | 23387.3149 | 0.49285 | 0 | 23387.3149 | 0 | 1.1097 | 0 | 0 | 0 | 0 | 5548.3894 | 17838.9256 | 0 | 12487.2479 | -48206069.3069 | -48206.0693 | -1464488.1815 | -47762.3176
11 | 17 | 9 | 15.2 | 608.8055 | 0.24 | 47869.6423 | 0.45006 | 0 | 47869.6423 | 0 | 1.0882 | 0 | 0 | 0 | 0 | 5441.1631 | 42428.4792 | 0 | 29699.9354 | -48176369.3714 | -48176.3694 | -1463585.905 | -47732.891
11 | 17 | 10 | 17 | 802.1139 | 0.24 | 63069.2512 | 0.45849 | 0 | 63069.2512 | 0 | 1.0561 | 0 | 0 | 0 | 0 | 5280.3237 | 57788.9275 | 0 | 40452.2493 | -48135917.1222 | -48135.9171 | -1462356.9759 | -47692.8112
11 | 17 | 11 | 18.9 | 859.3445 | 0.24 | 67569.229 | 0.41686 | 0 | 67569.229 | 0 | 1.0631 | 0 | 0 | 0 | 0 | 5315.6855 | 62253.5435 | 0 | 43577.4804 | -48092339.6417 | -48092.3396 | -1461033.103 | -47649.6348
11 | 17 | 12 | 19.6 | 903.6701 | 0.24 | 71054.4917 | 0.36426 | 0 | 71054.4917 | 0 | 1.198 | 0 | 0 | 0 | 0 | 5989.8422 | 65064.6494 | 0 | 45545.2546 | -48046794.3871 | -48046.7944 | -1459649.4497 | -47604.5088
11 | 17 | 13 | 20.4 | 849.7652 | 0.24 | 66816.017 | 0.31329 | 0 | 66816.017 | 0 | 1.2105 | 0 | 0 | 0 | 0 | 6052.581 | 60763.436 | 0 | 42534.4052 | -48004259.9819 | -48004.26 | -1458357.2653 | -47562.366
11 | 17 | 14 | 21.1 | 697.2004 | 0.24 | 54820.0271 | 0.2835 | 0 | 54820.0271 | 0 | 1.086 | 0 | 0 | 0 | 0 | 5429.756 | 49390.271 | 0 | 34573.1897 | -47969686.7922 | -47969.6868 | -1457306.9405 | -47528.111
11 | 17 | 15 | 18.9 | 517.3904 | 0.24 | 40681.7824 | 0.27053 | 0 | 40681.7824 | 0 | 0.84002 | 0 | 0 | 0 | 0 | 4200.076 | 36481.7064 | 0 | 25537.1945 | -47944149.5977 | -47944.1496 | -1456531.127 | -47502.8089
11 | 17 | 16 | 16.6 | 261.443 | 0.24 | 20556.946 | 0.22699 | 0 | 20556.946 | 0 | 0.82154 | 0 | 0 | 0 | 0 | 4107.6789 | 16449.2671 | 0 | 11514.487 | -47932635.1108 | -47932.6351 | -1456181.3198 | -47491.4004
11 | 17 | 17 | 14.4 | 28.6255 | 0.24 | 2250.7919 | 0.20784 | 0 | 2250.7919 | 0 | 1.1813 | 0 | 0 | 0 | 0 | 5906.5708 | -3655.7788 | -5222.5412 | 0 | -47937857.6519 | -47937.8577 | -1456339.9793 | -47496.5749
11 | 17 | 18 | 12.7 | 0 | 0.24 | 0 | 0.23335 | 0 | 0 | 0 | 1.5794 | 0 | 0 | 0 | 0 | 7897.1011 | -7897.1011 | -11281.573 | 0 | -47949139.2249 | -47949.1392 | -1456682.7106 | -47507.7526
11 | 17 | 19 | 11.1 | 0 | 0.24 | 0 | 0.29829 | 0 | 0 | 0 | 1.2459 | 0 | 0 | 0 | 0 | 6229.3903 | -6229.3903 | -8899.129 | 0 | -47958038.3539 | -47958.0384 | -1456953.0639 | -47516.5698
11 | 17 | 20 | 9.4 | 0 | 0.24 | 0 | 0.31494 | 0 | 0 | 0 | 1.2333 | 0 | 0 | 0 | 0 | 6166.6515 | -6166.6515 | -8809.5022 | 0 | -47966847.856 | -47966.8479 | -1457220.6944 | -47525.2982
11 | 17 | 21 | 9.4 | 0 | 0.24 | 0 | 0.30939 | 0 | 0 | 0 | 1.1948 | 0 | 0 | 0 | 0 | 5973.8724 | -5973.8724 | -8534.1034 | 0 | -47975381.9594 | -47975.382 | -1457479.9583 | -47533.7538
11 | 17 | 22 | 9.4 | 0 | 0.24 | 0 | 0.29937 | 0 | 0 | 0 | 1.1683 | 0 | 0 | 0 | 0 | 5841.5506 | -5841.5506 | -8345.0722 | 0 | -47983727.0316 | -47983.727 | -1457733.4794 | -47542.022
11 | 17 | 23 | 9.4 | 0 | 0.24 | 0 | 0.29407 | 0 | 0 | 0 | 1.2057 | 0 | 0 | 0 | 0 | 6028.6262 | -6028.6262 | -8612.3231 | 0 | -47992339.3548 | -47992.3394 | -1457995.1196 | -47550.5551
11 | 18 | 0 | 9.4 | 0 | 0.24 | 0 | 0.30546 | 0 | 0 | 0 | 1.0974 | 0 | 0 | 0 | 0 | 5486.7913 | -5486.7913 | -7838.2733 | 0 | -48000177.628 | -48000.1776 | -1458233.2444 | -47558.3212
11 | 18 | 1 | 9.4 | 0 | 0.24 | 0 | 0.30418 | 0 | 0 | 0 | 1.083 | 0 | 0 | 0 | 0 | 5414.9269 | -5414.9269 | -7735.6098 | 0 | -48007913.2379 | -48007.9132 | -1458468.2503 | -47565.9856
11 | 18 | 2 | 9.4 | 0 | 0.24 | 0 | 0.30374 | 0 | 0 | 0 | 1.0609 | 0 | 0 | 0 | 0 | 5304.2785 | -5304.2785 | -7577.5407 | 0 | -48015490.7786 | -48015.4908 | -1458698.454 | -47573.4934
11 | 18 | 3 | 8.9 | 0 | 0.24 | 0 | 0.30086 | 0 | 0 | 0 | 0.96618 | 0 | 0 | 0 | 0 | 4830.8859 | -4830.8859 | -6901.2656 | 0 | -48022392.0441 | -48022.392 | -1458908.1127 | -47580.3311
11 | 18 | 4 | 8.3 | 0 | 0.24 | 0 | 0.3052 | 0 | 0 | 0 | 0.7442 | 0 | 0 | 0 | 0 | 3720.9799 | -3720.9799 | -5315.6855 | 0 | -48027707.7297 | -48027.7077 | -1459069.6019 | -47585.5979
11 | 18 | 5 | 7.8 | 0 | 0.24 | 0 | 0.31181 | 0 | 0 | 0 | 0.74625 | 0 | 0 | 0 | 0 | 3731.2462 | -3731.2462 | -5330.3517 | 0 | -48033038.0814 | -48033.0381 | -1459231.5367 | -47590.8792
11 | 18 | 6 | 9.5 | 0 | 0.24 | 0 | 0.30047 | 0 | 0 | 0 | 0.88177 | 0 | 0 | 0 | 0 | 4408.825 | -4408.825 | -6298.3215 | 0 | -48039336.4029 | -48039.3364 | -1459422.8781 | -47597.1195
11 | 18 | 7 | 11.1 | 29.6 | 0.24 | 2327.4125 | 0.27873 | 0 | 2327.4125 | 0 | 0.89591 | 0 | 0 | 0 | 0 | 4479.5487 | -2152.1363 | -3074.4804 | 0 | -48042410.8832 | -48042.4109 | -1459516.28 | -47600.1657
11 | 18 | 8 | 12.8 | 375.9403 | 0.24 | 29559.7386 | 0.25982 | 0 | 29559.7386 | 0 | 0.98511 | 0 | 0 | 0 | 0 | 4925.5644 | 24634.1741 | 0 | 17243.9219 | -48025166.9613 | -48025.167 | -1458992.414 | -47583.0805
11 | 18 | 9 | 14.5 | 574.3883 | 0.24 | 45163.4592 | 0.20283 | 0 | 45163.4592 | 0 | 0.94313 | 0 | 0 | 0 | 0 | 4715.6747 | 40447.7845 | 0 | 28313.4491 | -47996853.5122 | -47996.8535 | -1458132.2586 | -47555.0277
11 | 18 | 10 | 16.1 | 735.612 | 0.24 | 57840.2923 | 0.14024 | 0 | 57840.2923 | 0 | 0.91507 | 0 | 0 | 0 | 0 | 4575.368 | 53264.9244 | 0 | 37285.4471 | -47959568.0651 | -47959.5681 | -1456999.5362 | -47518.0855
11 | 18 | 11 | 17.8 | 874.2168 | 0.24 | 68738.6171 | 0.12316 | 0 | 68738.6171 | 0 | 0.93264 | 0 | 0 | 0 | 0 | 4663.2022 | 64075.4149 | 0 | 44852.7904 | -47914715.2747 | -47914.7153 | -1455636.9197 | -47473.6455
11 | 18 | 12 | 18.5 | 898.1352 | 0.24 | 70619.2945 | 0.092619 | 0 | 70619.2945 | 0 | 1.1774 | 0 | 0 | 0 | 0 | 5887.1788 | 64732.1157 | 0 | 45312.481 | -47869402.7937 | -47869.4028 | -1454260.338 | -47428.7502
11 | 18 | 13 | 19.3 | 815.7874 | 0.24 | 64144.3838 | 0.087204 | 0 | 64144.3838 | 0 | 1.1923 | 0 | 0 | 0 | 0 | 5961.3246 | 58183.0592 | 0 | 40728.1415 | -47828674.6523 | -47828.6747 | -1453023.0274 | -47388.397
11 | 18 | 14 | 20 | 714.2888 | 0.24 | 56163.6687 | 0.08193 | 0 | 56163.6687 | 0 | 1.0969 | 0 | 0 | 0 | 0 | 5484.5099 | 50679.1588 | 0 | 35475.4111 | -47793199.2411 | -47793.1992 | -1451945.2934 | -47353.2481
11 | 18 | 15 | 19.6 | 511.9238 | 0.24 | 40251.9531 | 0.09446 | 0 | 40251.9531 | 0 | 0.94496 | 0 | 0 | 0 | 0 | 4724.8003 | 35527.1528 | 0 | 24869.007 | -47768330.2342 | -47768.3302 | -1451189.7793 | -47328.608
11 | 18 | 16 | 19.3 | 252.5977 | 0.24 | 19861.4577 | 0.070058 | 0 | 19861.4577 | 0 | 0.82701 | 0 | 0 | 0 | 0 | 4135.0558 | 15726.4019 | 0 | 11008.4813 | -47757321.7529 | -47757.3218 | -1450855.3444 | -47317.7009
11 | 18 | 17 | 18.9 | 27.1503 | 0.24 | 2134.7945 | 0.064082 | 0 | 2134.7945 | 0 | 0.85713 | 0 | 0 | 0 | 0 | 4285.6289 | -2150.8344 | -3072.6205 | 0 | -47760394.3734 | -47760.3944 | -1450948.6898 | -47320.7452
11 | 18 | 18 | 18.2 | 0 | 0.24 | 0 | 0.075535 | 0 | 0 | 0 | 1.0996 | 0 | 0 | 0 | 0 | 5498.1983 | -5498.1983 | -7854.5691 | 0 | -47768248.9425 | -47768.2489 | -1451187.3096 | -47328.5275
11 | 18 | 19 | 17.4 | 0 | 0.24 | 0 | 0.085083 | 0 | 0 | 0 | 0.97987 | 0 | 0 | 0 | 0 | 4899.3282 | -4899.3282 | -6999.0403 | 0 | -47775247.9827 | -47775.248 | -1451399.9387 | -47335.4621
11 | 18 | 20 | 16.7 | 0 | 0.24 | 0 | 0.088348 | 0 | 0 | 0 | 0.9607 | 0 | 0 | 0 | 0 | 4803.509 | -4803.509 | -6862.1557 | 0 | -47782110.1384 | -47782.1101 | -1451608.4093 | -47342.2611
11 | 18 | 21 | 16.5 | 0 | 0.24 | 0 | 0.11072 | 0 | 0 | 0 | 0.88108 | 0 | 0 | 0 | 0 | 4405.4029 | -4405.4029 | -6293.4327 | 0 | -47788403.5711 | -47788.4036 | -1451799.6022 | -47348.4966
11 | 18 | 22 | 16.3 | 0 | 0.24 | 0 | 0.13025 | 0 | 0 | 0 | 0.92009 | 0 | 0 | 0 | 0 | 4600.4635 | -4600.4635 | -6572.0907 | 0 | -47794975.6618 | -47794.9757 | -1451999.2606 | -47355.0082
11 | 18 | 23 | 16.1 | 0 | 0.24 | 0 | 0.14827 | 0 | 0 | 0 | 0.95637 | 0 | 0 | 0 | 0 | 4781.8356 | -4781.8356 | -6831.1937 | 0 | -47801806.8555 | -47801.8069 | -1452206.7905 | -47361.7765
11 | 19 | 0 | 16.1 | 0 | 0.24 | 0 | 0.16254 | 0 | 0 | 0 | 0.80009 | 0 | 0 | 0 | 0 | 4000.4526 | -4000.4526 | -5714.9323 | 0 | -47807521.7878 | -47807.5218 | -1452380.4087 | -47367.4388
11 | 19 | 1 | 16.1 | 0 | 0.24 | 0 | 0.18707 | 0 | 0 | 0 | 0.79416 | 0 | 0 | 0 | 0 | 3970.7943 | -3970.7943 | -5672.5633 | 0 | -47813194.3511 | -47813.1944 | -1452552.7398 | -47373.0592
11 | 19 | 2 | 16.1 | 0 | 0.24 | 0 | 0.1896 | 0 | 0 | 0 | 0.84937 | 0 | 0 | 0 | 0 | 4246.8449 | -4246.8449 | -6066.9213 | 0 | -47819261.2724 | -47819.2613 | -1452737.0513 | -47379.0702
11 | 19 | 3 | 16.3 | 0 | 0.24 | 0 | 0.19154 | 0 | 0 | 0 | 0.81834 | 0 | 0 | 0 | 0 | 4091.709 | -4091.709 | -5845.2986 | 0 | -47825106.5709 | -47825.1066 | -1452914.63 | -47384.8617
11 | 19 | 4 | 16.5 | 0 | 0.24 | 0 | 0.18846 | 0 | 0 | 0 | 0.73849 | 0 | 0 | 0 | 0 | 3692.4623 | -3692.4623 | -5274.9461 | 0 | -47830381.517 | -47830.3815 | -1453074.8815 | -47390.0881
11 | 19 | 5 | 16.7 | 0 | 0.24 | 0 | 0.18262 | 0 | 0 | 0 | 0.83979 | 0 | 0 | 0 | 0 | 4198.9353 | -4198.9353 | -5998.479 | 0 | -47836379.996 | -47836.38 | -1453257.1138 | -47396.0314
11 | 19 | 6 | 16.9 | 0 | 0.24 | 0 | 0.19156 | 0 | 0 | 0 | 1.0688 | 0 | 0 | 0 | 0 | 5344.2032 | -5344.2032 | -7634.576 | 0 | -47844014.572 | -47844.0146 | -1453489.0503 | -47403.5957
11 | 19 | 7 | 17 | 26.3111 | 0.24 | 2068.8111 | 0.19868 | 0 | 2068.8111 | 0 | 0.96526 | 0 | 0 | 0 | 0 | 4826.3231 | -2757.512 | -3939.3028 | 0 | -47847953.8748 | -47847.9539 | -1453608.7253 | -47407.4987
11 | 19 | 8 | 17.2 | 329.181 | 0.24 | 25883.1073 | 0.19944 | 0 | 25883.1073 | 0 | 0.82838 | 0 | 0 | 0 | 0 | 4141.9 | 21741.2072 | 0 | 15218.845 | -47832735.0297 | -47832.735 | -1453146.3807 | -47392.42
11 | 19 | 9 | 17.9 | 552.3625 | 0.24 | 43431.6024 | 0.16807 | 0 | 43431.6024 | 0 | 0.8188 | 0 | 0 | 0 | 0 | 4093.9904 | 39337.612 | 0 | 27536.3284 | -47805198.7014 | -47805.1987 | -1452309.834 | -47365.1371
11 | 19 | 10 | 18.7 | 754.7746 | 0.24 | 59347.0182 | 0.13874 | 0 | 59347.0182 | 0 | 0.84663 | 0 | 0 | 0 | 0 | 4233.1564 | 55113.8617 | 0 | 38579.7032 | -47766618.9982 | -47766.619 | -1451137.7923 | -47326.9125
11 | 19 | 11 | 19.4 | 756.697 | 0.24 | 59498.1779 | 0.16604 | 0 | 59498.1779 | 0 | 0.92967 | 0 | 0 | 0 | 0 | 4648.3731 | 54849.8048 | 0 | 38394.8633 | -47728224.1348 | -47728.2241 | -1449971.3661 | -47288.8711
11 | 19 | 12 | 20.7 | 796.2973 | 0.24 | 62611.8988 | 0.18216 | 0 | 62611.8988 | 0 | 1.0351 | 0 | 0 | 0 | 0 | 5175.3788 | 57436.52 | 0 | 40205.564 | -47688018.5708 | -47688.0186 | -1448749.9313 | -47249.0357
11 | 19 | 13 | 22 | 380.0367 | 0.24 | 29881.8325 | 0.23948 | 0 | 29881.8325 | 0 | 1.0871 | 0 | 0 | 0 | 0 | 5435.4596 | 24446.373 | 0 | 17112.4611 | -47670906.1097 | -47670.9061 | -1448230.059 | -47232.0807
11 | 19 | 14 | 23.3 | 200.7375 | 0.24 | 15783.7522 | 0.25509 | 0 | 15783.7522 | 0 | 1.0935 | 0 | 0 | 0 | 0 | 5467.3993 | 10316.3528 | 0 | 7221.447 | -47663684.6627 | -47663.6847 | -1448010.6733 | -47224.9257
11 | 19 | 15 | 22 | 403.0936 | 0.24 | 31694.7649 | 0.25495 | 0 | 31694.7649 | 0 | 0.90891 | 0 | 0 | 0 | 0 | 4544.5689 | 27150.196 | 0 | 19005.1372 | -47644679.5255 | -47644.6795 | -1447433.302 | -47206.0956
11 | 19 | 16 | 20.7 | 163.6891 | 0.24 | 12870.6803 | 0.26629 | 0 | 12870.6803 | 0 | 0.74693 | 0 | 0 | 0 | 0 | 3734.6683 | 9136.0119 | 0 | 6395.2083 | -47638284.3172 | -47638.2843 | -1447239.0172 | -47199.7592
11 | 19 | 17 | 19.4 | 14.9088 | 0.24 | 1172.2605 | 0.26009 | 0 | 1172.2605 | 0 | 0.84891 | 0 | 0 | 0 | 0 | 4244.5635 | -3072.303 | -4389.0043 | 0 | -47642673.3215 | -47642.6733 | -1447372.3541 | -47204.1078
11 | 19 | 18 | 19 | 0 | 0.24 | 0 | 0.30619 | 0 | 0 | 0 | 1.1047 | 0 | 0 | 0 | 0 | 5523.2939 | -5523.2939 | -7890.4198 | 0 | -47650563.7413 | -47650.5637 | -1447612.063 | -47211.9256
11 | 19 | 19 | 18.7 | 0 | 0.24 | 0 | 0.36101 | 0 | 0 | 0 | 0.94382 | 0 | 0 | 0 | 0 | 4719.0968 | -4719.0968 | -6741.5669 | 0 | -47657305.3082 | -47657.3053 | -1447816.8701 | -47218.6051
11 | 19 | 20 | 18.3 | 0 | 0.24 | 0 | 0.38796 | 0 | 0 | 0 | 0.87287 | 0 | 0 | 0 | 0 | 4364.3375 | -4364.3375 | -6234.7679 | 0 | -47663540.0761 | -47663.5401 | -1448006.2808 | -47224.7825
11 | 19 | 21 | 18.5 | 0 | 0.24 | 0 | 0.38916 | 0 | 0 | 0 | 0.9153 | 0 | 0 | 0 | 0 | 4576.5087 | -4576.5087 | -6537.8695 | 0 | -47670077.9456 | -47670.0779 | -1448204.8996 | -47231.2602
11 | 19 | 22 | 18.7 | 0 | 0.24 | 0 | 0.38608 | 0 | 0 | 0 | 0.95317 | 0 | 0 | 0 | 0 | 4765.8657 | -4765.8657 | -6808.3796 | 0 | -47676886.3252 | -47676.8863 | -1448411.7365 | -47238.0059
11 | 19 | 23 | 18.9 | 0 | 0.24 | 0 | 0.37857 | 0 | 0 | 0 | 0.87424 | 0 | 0 | 0 | 0 | 4371.1818 | -4371.1818 | -6244.5454 | 0 | -47683130.8705 | -47683.1309 | -1448601.4442 | -47244.1929
11 | 20 | 0 | 18.7 | 0 | 0.24 | 0 | 0.38351 | 0 | 0 | 0 | 0.6972 | 0 | 0 | 0 | 0 | 3485.9946 | -3485.9946 | -4979.9923 | 0 | -47688110.8629 | -47688.1109 | -1448752.7351 | -47249.1271
11 | 20 | 1 | 18.5 | 0 | 0.24 | 0 | 0.37748 | 0 | 0 | 0 | 0.67758 | 0 | 0 | 0 | 0 | 3387.894 | -3387.894 | -4839.8486 | 0 | -47692950.7114 | -47692.9507 | -1448899.7684 | -47253.9224
11 | 20 | 2 | 18.3 | 0 | 0.24 | 0 | 0.37653 | 0 | 0 | 0 | 0.65613 | 0 | 0 | 0 | 0 | 3280.6677 | -3280.6677 | -4686.6682 | 0 | -47697637.3796 | -47697.6374 | -1449042.1482 | -47258.5659
11 | 20 | 3 | 18.5 | 0 | 0.24 | 0 | 0.39241 | 0 | 0 | 0 | 0.66686 | 0 | 0 | 0 | 0 | 3334.2809 | -3334.2809 | -4763.2584 | 0 | -47702400.638 | -47702.4006 | -1449186.8548 | -47263.2853
11 | 20 | 4 | 18.7 | 0 | 0.24 | 0 | 0.4003 | 0 | 0 | 0 | 0.68944 | 0 | 0 | 0 | 0 | 3447.2107 | -3447.2107 | -4924.5867 | 0 | -47707325.2247 | -47707.3252 | -1449336.4625 | -47268.1646
11 | 20 | 5 | 18.9 | 0 | 0.24 | 0 | 0.38616 | 0 | 0 | 0 | 0.72298 | 0 | 0 | 0 | 0 | 3614.8943 | -3614.8943 | -5164.1347 | 0 | -47712489.3594 | -47712.4894 | -1449493.3476 | -47273.2812
11 | 20 | 6 | 19.6 | 0 | 0.24 | 0 | 0.41219 | 0 | 0 | 0 | 0.89591 | 0 | 0 | 0 | 0 | 4479.5487 | -4479.5487 | -6399.3553 | 0 | -47718888.7147 | -47718.8887 | -1449687.7584 | -47279.6216
11 | 20 | 7 | 20.4 | 5.7556 | 0.24 | 452.5524 | 0.43564 | 0 | 452.5524 | 0 | 0.92078 | 0 | 0 | 0 | 0 | 4603.8856 | -4151.3332 | -5930.4759 | 0 | -47724819.1907 | -47724.8192 | -1449867.9248 | -47285.4975
11 | 20 | 8 | 21.1 | 50.1556 | 0.24 | 3943.6711 | 0.43446 | 0 | 3943.6711 | 0 | 0.99264 | 0 | 0 | 0 | 0 | 4963.2077 | -1019.5365 | -1456.4808 | 0 | -47726275.6714 | -47726.2757 | -1449912.1723 | -47286.9406
11 | 20 | 9 | 22.6 | 75.6444 | 0.24 | 5947.8319 | 0.40134 | 0 | 5947.8319 | 0 | 0.82131 | 0 | 0 | 0 | 0 | 4106.5382 | 1841.2937 | 0 | 1288.9056 | -47724986.7658 | -47724.9868 | -1449873.0157 | -47285.6635
11 | 20 | 10 | 24.1 | 80.5778 | 0.24 | 6335.734 | 0.43264 | 0 | 6335.734 | 0.08 | 0.63243 | 0 | 0 | 0 | 0 | 3562.1565 | 2773.5775 | 0 | 1941.5042 | -47723045.2616 | -47723.0453 | -1449814.0333 | -47283.7399
11 | 20 | 11 | 25.6 | 88.8 | 0.2388 | 6947.3263 | 0.42632 | 0 | 6947.3263 | 1.28 | 0 | 0 | 0 | 0 | 0 | 6400 | 547.3263 | 0 | 383.1284 | -47722662.1332 | -47722.6621 | -1449802.3939 | -47283.3603
11 | 20 | 12 | 26.3 | 87.9778 | 0.2374 | 6842.6466 | 0.42922 | 0 | 6842.6466 | 1.84 | 0 | 0 | 0 | 0 | 0 | 9200 | -2357.3534 | -3367.6478 | 0 | -47726029.781 | -47726.0298 | -1449904.7022 | -47286.697
11 | 20 | 13 | 27.1 | 78.1111 | 0.2358 | 6034.3017 | 0.41331 | 0 | 6034.3017 | 2.48 | 0 | 0 | 0 | 0 | 0 | 12400 | -6365.6983 | -9093.8547 | 0 | -47735123.6357 | -47735.1236 | -1450180.9712 | -47295.7071
11 | 20 | 14 | 27.8 | 64.1333 | 0.2344 | 4925.0634 | 0.39732 | 0 | 4925.0634 | 3.04 | 0 | 0 | 0 | 0 | 0 | 15200 | -10274.9366 | -14678.4808 | 0 | -47749802.1165 | -47749.8021 | -1450626.8997 | -47310.2505
11 | 20 | 15 | 26.5 | 74.8222 | 0.237 | 5809.6418 | 0.37381 | 0 | 5809.6418 | 2 | 0 | 0 | 0 | 0 | 0 | 10000 | -4190.3582 | -5986.226 | 0 | -47755788.3425 | -47755.7883 | -1450808.7598 | -47316.1816
11 | 20 | 16 | 25.2 | 40.2889 | 0.2396 | 3162.5872 | 0.36525 | 0 | 3162.5872 | 0.96 | 0 | 0 | 0 | 0 | 0 | 4800 | -1637.4128 | -2339.1611 | 0 | -47758127.5037 | -47758.1275 | -1450879.8229 | -47318.4992
11 | 20 | 17 | 23.9 | 1.6444 | 0.24 | 129.3007 | 0.34882 | 0 | 129.3007 | 0 | 0.91918 | 0 | 0 | 0 | 0 | 4595.9007 | -4466.6 | -6380.8571 | 0 | -47764508.3607 | -47764.5084 | -1451073.6717 | -47324.8213
11 | 20 | 18 | 20.7 | 0 | 0.24 | 0 | 0.35769 | 0 | 0 | 0 | 0.89956 | 0 | 0 | 0 | 0 | 4497.8 | -4497.8 | -6425.4286 | 0 | -47770933.7893 | -47770.9338 | -1451268.8746 | -47331.1876
11 | 20 | 19 | 17.6 | 0 | 0.24 | 0 | 0.40517 | 0 | 0 | 0 | 0.95796 | 0 | 0 | 0 | 0 | 4789.8205 | -4789.8205 | -6842.6007 | 0 | -47777776.3901 | -47777.7764 | -1451476.7511 | -47337.9672
11 | 20 | 20 | 14.4 | 0 | 0.24 | 0 | 0.44161 | 0 | 0 | 0 | 0.95409 | 0 | 0 | 0 | 0 | 4770.4285 | -4770.4285 | -6814.8979 | 0 | -47784591.288 | -47784.5913 | -1451683.786 | -47344.7194
11 | 20 | 21 | 13.3 | 0 | 0.24 | 0 | 0.43897 | 0 | 0 | 0 | 0.8861 | 0 | 0 | 0 | 0 | 4430.4984 | -4430.4984 | -6329.2835 | 0 | -47790920.5714 | -47790.9206 | -1451876.068 | -47350.9904
11 | 20 | 22 | 12.2 | 0 | 0.24 | 0 | 0.42852 | 0 | 0 | 0 | 0.93173 | 0 | 0 | 0 | 0 | 4658.6394 | -4658.6394 | -6655.1992 | 0 | -47797575.7706 | -47797.5758 | -1452078.2513 | -47357.5843
11 | 20 | 23 | 11.1 | 0 | 0.24 | 0 | 0.43605 | 0 | 0 | 0 | 0.93652 | 0 | 0 | 0 | 0 | 4682.5942 | -4682.5942 | -6689.4203 | 0 | -47804265.1909 | -47804.2652 | -1452281.4742 | -47364.2122
11 | 21 | 0 | 10.5 | 0 | 0.24 | 0 | 0.44459 | 0 | 0 | 0 | 0.78115 | 0 | 0 | 0 | 0 | 3905.7741 | -3905.7741 | -5579.6773 | 0 | -47809844.8682 | -47809.8449 | -1452450.9833 | -47369.7405
11 | 21 | 1 | 10 | 0 | 0.24 | 0 | 0.41168 | 0 | 0 | 0 | 0.73142 | 0 | 0 | 0 | 0 | 3657.1004 | -3657.1004 | -5224.4291 | 0 | -47815069.2974 | -47815.0693 | -1452609.7002 | -47374.9168
11 | 21 | 2 | 9.4 | 0 | 0.24 | 0 | 0.38916 | 0 | 0 | 0 | 0.73188 | 0 | 0 | 0 | 0 | 3659.3818 | -3659.3818 | -5227.6883 | 0 | -47820296.9856 | -47820.297 | -1452768.516 | -47380.0964
11 | 21 | 3 | 8.7 | 0 | 0.24 | 0 | 0.35669 | 0 | 0 | 0 | 0.73005 | 0 | 0 | 0 | 0 | 3650.2562 | -3650.2562 | -5214.6517 | 0 | -47825511.6373 | -47825.5116 | -1452926.9358 | -47385.2631
11 | 21 | 4 | 7.9 | 0 | 0.24 | 0 | 0.3504 | 0 | 0 | 0 | 0.6899 | 0 | 0 | 0 | 0 | 3449.4921 | -3449.4921 | -4927.8458 | 0 | -47830439.4831 | -47830.4395 | -1453076.6425 | -47390.1455
11 | 21 | 5 | 7.2 | 0 | 0.24 | 0 | 0.33353 | 0 | 0 | 0 | 0.69902 | 0 | 0 | 0 | 0 | 3495.1203 | -3495.1203 | -4993.029 | 0 | -47835432.5121 | -47835.4325 | -1453228.3295 | -47395.0926
11 | 21 | 6 | 7.4 | 0 | 0.24 | 0 | 0.33039 | 0 | 0 | 0 | 0.74465 | 0 | 0 | 0 | 0 | 3723.2613 | -3723.2613 | -5318.9447 | 0 | -47840751.4568 | -47840.7515 | -1453389.9177 | -47400.3626
11 | 21 | 7 | 7.6 | 3.2889 | 0.24 | 258.6014 | 0.34134 | 0 | 258.6014 | 0 | 0.75309 | 0 | 0 | 0 | 0 | 3765.4674 | -3506.866 | -5009.8086 | 0 | -47845761.2653 | -47845.7613 | -1453542.1144 | -47405.3263
11 | 21 | 8 | 7.8 | 205.1266 | 0.24 | 16128.8602 | 0.33947 | 0 | 16128.8602 | 0 | 0.83043 | 0 | 0 | 0 | 0 | 4152.1664 | 11976.6938 | 0 | 8383.6857 | -47837377.5797 | -47837.3776 | -1453287.4201 | -47397.0198
11 | 21 | 9 | 8.2 | 154.3049 | 0.24 | 12132.8068 | 0.31315 | 0 | 12132.8068 | 0 | 0.8991 | 0 | 0 | 0 | 0 | 4495.5186 | 7637.2882 | 0 | 5346.1018 | -47832031.4779 | -47832.0315 | -1453125.0069 | -47391.7229
11 | 21 | 10 | 8.5 | 149.6764 | 0.24 | 11768.8767 | 0.29806 | 0 | 11768.8767 | 0 | 0.98785 | 0 | 0 | 0 | 0 | 4939.2529 | 6829.6238 | 0 | 4780.7367 | -47827250.7412 | -47827.2507 | -1452979.7694 | -47386.9862
11 | 21 | 11 | 8.9 | 159.792 | 0.24 | 12564.2554 | 0.2993 | 0 | 12564.2554 | 0 | 1.054 | 0 | 0 | 0 | 0 | 5270.0573 | 7294.1981 | 0 | 5105.9387 | -47822144.8025 | -47822.1448 | -1452824.6522 | -47381.9272
11 | 21 | 12 | 10 | 255.1248 | 0.24 | 20060.1543 | 0.27844 | 0 | 20060.1543 | 0 | 1.198 | 0 | 0 | 0 | 0 | 5989.8422 | 14070.3121 | 0 | 9849.2185 | -47812295.5841 | -47812.2956 | -1452525.4355 | -47372.1687
11 | 21 | 13 | 11.1 | 160.6934 | 0.24 | 12635.1272 | 0.25072 | 0 | 12635.1272 | 0 | 1.2304 | 0 | 0 | 0 | 0 | 6151.8223 | 6483.3049 | 0 | 4538.3134 | -47807757.2707 | -47807.7573 | -1452387.5627 | -47367.6721
11 | 21 | 14 | 12.2 | 109.3556 | 0.24 | 8598.4961 | 0.26208 | 0 | 8598.4961 | 0 | 1.1888 | 0 | 0 | 0 | 0 | 5944.214 | 2654.2821 | 0 | 1857.9975 | -47805899.2732 | -47805.8993 | -1452331.1172 | -47365.8312
11 | 21 | 15 | 10.9 | 92.0889 | 0.24 | 7240.8388 | 0.26703 | 0 | 7240.8388 | 0 | 1.051 | 0 | 0 | 0 | 0 | 5255.2282 | 1985.6107 | 0 | 1389.9275 | -47804509.3458 | -47804.5093 | -1452288.8915 | -47364.4541
11 | 21 | 16 | 9.6 | 55.0212 | 0.24 | 4326.2482 | 0.28764 | 0 | 4326.2482 | 0 | 1.0442 | 0 | 0 | 0 | 0 | 5221.007 | -894.7588 | -1278.2269 | 0 | -47805787.5726 | -47805.7876 | -1452327.7237 | -47365.7206
11 | 21 | 17 | 8.3 | 2.4078 | 0.24 | 189.3238 | 0.31194 | 0 | 189.3238 | 0 | 0.89158 | 0 | 0 | 0 | 0 | 4457.8753 | -4268.5515 | -6097.9307 | 0 | -47811885.5033 | -47811.8855 | -1452512.9773 | -47371.7624
11 | 21 | 18 | 8.7 | 0 | 0.24 | 0 | 0.34316 | 0 | 0 | 0 | 0.77591 | 0 | 0 | 0 | 0 | 3879.5379 | -3879.5379 | -5542.197 | 0 | -47817427.7003 | -47817.4277 | -1452681.3479 | -47377.2535
11 | 21 | 19 | 9 | 0 | 0.24 | 0 | 0.35933 | 0 | 0 | 0 | 0.89682 | 0 | 0 | 0 | 0 | 4484.1116 | -4484.1116 | -6405.8737 | 0 | -47823833.574 | -47823.8336 | -1452875.9567 | -47383.6004
11 | 21 | 20 | 9.4 | 0 | 0.24 | 0 | 0.40355 | 0 | 0 | 0 | 0.93127 | 0 | 0 | 0 | 0 | 4656.358 | -4656.358 | -6651.94 | 0 | -47830485.514 | -47830.4855 | -1453078.0409 | -47390.1911
11 | 21 | 21 | 9 | 0 | 0.24 | 0 | 0.41456 | 0 | 0 | 0 | 0.8391 | 0 | 0 | 0 | 0 | 4195.5132 | -4195.5132 | -5993.5903 | 0 | -47836479.1042 | -47836.4791 | -1453260.1247 | -47396.1296
11 | 21 | 22 | 8.7 | 0 | 0.24 | 0 | 0.40327 | 0 | 0 | 0 | 0.89956 | 0 | 0 | 0 | 0 | 4497.8 | -4497.8 | -6425.4286 | 0 | -47842904.5328 | -47842.9045 | -1453455.3276 | -47402.4958
11 | 21 | 23 | 8.3 | 0 | 0.24 | 0 | 0.42024 | 0 | 0 | 0 | 0.861 | 0 | 0 | 0 | 0 | 4305.0209 | -4305.0209 | -6150.0298 | 0 | -47849054.5627 | -47849.0546 | -1453642.1639 | -47408.5893
11 | 22 | 0 | 8.5 | 0 | 0.24 | 0 | 0.43359 | 0 | 0 | 0 | 0.72823 | 0 | 0 | 0 | 0 | 3641.1305 | -3641.1305 | -5201.615 | 0 | -47854256.1777 | -47854.2562 | -1453800.1877 | -47413.743
11 | 22 | 1 | 8.7 | 0 | 0.24 | 0 | 0.43863 | 0 | 0 | 0 | 0.68785 | 0 | 0 | 0 | 0 | 3439.2257 | -3439.2257 | -4913.1796 | 0 | -47859169.3573 | -47859.1694 | -1453949.4488 | -47418.6109
11 | 22 | 2 | 8.9 | 0 | 0.24 | 0 | 0.43233 | 0 | 0 | 0 | 0.70336 | 0 | 0 | 0 | 0 | 3516.7937 | -3516.7937 | -5023.991 | 0 | -47864193.3483 | -47864.1933 | -1454102.0764 | -47423.5887
11 | 22 | 3 | 8.7 | 0 | 0.24 | 0 | 0.3921 | 0 | 0 | 0 | 0.68762 | 0 | 0 | 0 | 0 | 3438.085 | -3438.085 | -4911.55 | 0 | -47869104.8983 | -47869.1049 | -1454251.288 | -47428.455
11 | 22 | 4 | 8.5 | 0 | 0.24 | 0 | 0.33993 | 0 | 0 | 0 | 0.6502 | 0 | 0 | 0 | 0 | 3251.0094 | -3251.0094 | -4644.2991 | 0 | -47873749.1974 | -47873.7492 | -1454392.3807 | -47433.0566
11 | 22 | 5 | 8.3 | 0 | 0.24 | 0 | 0.26435 | 0 | 0 | 0 | 0.71408 | 0 | 0 | 0 | 0 | 3570.4068 | -3570.4068 | -5100.5812 | 0 | -47878849.7786 | -47878.8498 | -1454547.335 | -47438.1102
11 | 22 | 6 | 8.9 | 0 | 0.24 | 0 | 0.22961 | 0 | 0 | 0 | 0.89751 | 0 | 0 | 0 | 0 | 4487.5337 | -4487.5337 | -6410.7624 | 0 | -47885260.541 | -47885.2605 | -1454742.0924 | -47444.462
11 | 22 | 7 | 9.4 | 3.2889 | 0.24 | 258.6014 | 0.22168 | 0 | 258.6014 | 0 | 0.94793 | 0 | 0 | 0 | 0 | 4739.6295 | -4481.0281 | -6401.4687 | 0 | -47891662.0097 | -47891.662 | -1454936.5674 | -47450.8045
11 | 22 | 8 | 10 | 347.7783 | 0.24 | 27345.3874 | 0.19912 | 0 | 27345.3874 | 0 | 1.0155 | 0 | 0 | 0 | 0 | 5077.2782 | 22268.1092 | 0 | 15587.6764 | -47876074.3333 | -47876.0743 | -1454463.0177 | -47435.3603
11 | 22 | 9 | 10.6 | 530.0649 | 0.24 | 41678.3696 | 0.18495 | 0 | 41678.3696 | 0 | 1.0917 | 0 | 0 | 0 | 0 | 5458.2737 | 36220.0959 | 0 | 25354.0671 | -47850720.2661 | -47850.7203 | -1453692.7676 | -47410.2396
11 | 22 | 10 | 11.1 | 754.7811 | 0.24 | 59347.5317 | 0.15573 | 0 | 59347.5317 | 0 | 1.1355 | 0 | 0 | 0 | 0 | 5677.289 | 53670.2427 | 0 | 37569.1699 | -47813151.0963 | -47813.1511 | -1452551.4257 | -47373.0163
11 | 22 | 11 | 11.7 | 719.4715 | 0.24 | 56571.18 | 0.16104 | 0 | 56571.18 | 0 | 1.2025 | 0 | 0 | 0 | 0 | 6012.6563 | 50558.5237 | 0 | 35390.9666 | -47777760.1297 | -47777.7601 | -1451476.2571 | -47337.9511
11 | 22 | 12 | 12.1 | 568.4178 | 0.24 | 44694.0088 | 0.19785 | 0 | 44694.0088 | 0 | 1.4149 | 0 | 0 | 0 | 0 | 7074.6527 | 37619.356 | 0 | 26333.5492 | -47751426.5804 | -47751.4266 | -1450676.2505 | -47311.86
11 | 22 | 13 | 12.4 | 659.7488 | 0.24 | 51875.2587 | 0.20406 | 0 | 51875.2587 | 0 | 1.242 | 0 | 0 | 0 | 0 | 6209.9983 | 45665.2604 | 0 | 31965.6823 | -47719460.8981 | -47719.4609 | -1449705.1412 | -47280.1885
11 | 22 | 14 | 12.8 | 627.5107 | 0.24 | 49340.4163 | 0.21221 | 0 | 49340.4163 | 0 | 1.0682 | 0 | 0 | 0 | 0 | 5340.7811 | 43999.6352 | 0 | 30799.7447 | -47688661.1535 | -47688.6612 | -1448769.4528 | -47249.6723
11 | 22 | 15 | 12.6 | 474.8496 | 0.24 | 37336.8551 | 0.21003 | 0 | 37336.8551 | 0 | 0.86534 | 0 | 0 | 0 | 0 | 4326.6943 | 33010.1609 | 0 | 23107.1126 | -47665554.0409 | -47665.554 | -1448067.4645 | -47226.7779
11 | 22 | 16 | 12.4 | 199.6447 | 0.24 | 15697.8202 | 0.22128 | 0 | 15697.8202 | 0 | 0.93629 | 0 | 0 | 0 | 0 | 4681.4535 | 11016.3666 | 0 | 7711.4566 | -47657842.5842 | -47657.8426 | -1447833.1924 | -47219.1374
11 | 22 | 17 | 12.2 | 19.3748 | 0.24 | 1523.4183 | 0.22612 | 0 | 1523.4183 | 0 | 1.3453 | 0 | 0 | 0 | 0 | 6726.7377 | -5203.3194 | -7433.3134 | 0 | -47665275.8976 | -47665.2759 | -1448059.0146 | -47226.5023
11 | 22 | 18 | 12.6 | 0 | 0.24 | 0 | 0.25011 | 0 | 0 | 0 | 1.3684 | 0 | 0 | 0 | 0 | 6841.9489 | -6841.9489 | -9774.2127 | 0 | -47675050.1103 | -47675.0501 | -1448355.9527 | -47236.1866
11 | 22 | 19 | 12.9 | 0 | 0.24 | 0 | 0.3054 | 0 | 0 | 0 | 1.2509 | 0 | 0 | 0 | 0 | 6254.4858 | -6254.4858 | -8934.9797 | 0 | -47683985.0901 | -47683.9851 | -1448627.3951 | -47245.0393
11 | 22 | 20 | 13.3 | 0 | 0.24 | 0 | 0.34062 | 0 | 0 | 0 | 1.1736 | 0 | 0 | 0 | 0 | 5867.7868 | -5867.7868 | -8382.5525 | 0 | -47692367.6426 | -47692.3676 | -1448882.055 | -47253.3447
11 | 22 | 21 | 12.6 | 0 | 0.24 | 0 | 0.36316 | 0 | 0 | 0 | 1.187 | 0 | 0 | 0 | 0 | 5935.0884 | -5935.0884 | -8478.6977 | 0 | -47700846.3403 | -47700.8463 | -1449139.6357 | -47261.7453
11 | 22 | 22 | 11.8 | 0 | 0.24 | 0 | 0.3675 | 0 | 0 | 0 | 1.281 | 0 | 0 | 0 | 0 | 6405.0589 | -6405.0589 | -9150.0841 | 0 | -47709996.4244 | -47709.9964 | -1449417.6129 | -47270.8112
11 | 22 | 23 | 11.1 | 0 | 0.24 | 0 | 0.37079 | 0 | 0 | 0 | 1.3597 | 0 | 0 | 0 | 0 | 6798.6021 | -6798.6021 | -9712.2887 | 0 | -47719708.7131 | -47719.7087 | -1449712.6698 | -47280.4341
11 | 23 | 0 | 11.7 | 0 | 0.24 | 0 | 0.36082 | 0 | 0 | 0 | 1.1537 | 0 | 0 | 0 | 0 | 5768.5454 | -5768.5454 | -8240.7792 | 0 | -47727949.4923 | -47727.9495 | -1449963.0226 | -47288.599
11 | 23 | 1 | 12.2 | 0 | 0.24 | 0 | 0.35743 | 0 | 0 | 0 | 1.0613 | 0 | 0 | 0 | 0 | 5306.5599 | -5306.5599 | -7580.7999 | 0 | -47735530.2922 | -47735.5303 | -1450193.3253 | -47296.11
11 | 23 | 2 | 12.8 | 0 | 0.24 | 0 | 0.3626 | 0 | 0 | 0 | 1.0298 | 0 | 0 | 0 | 0 | 5149.1426 | -5149.1426 | -7355.918 | 0 | -47742886.2102 | -47742.8862 | -1450416.7963 | -47303.3982
11 | 23 | 3 | 12.2 | 0 | 0.24 | 0 | 0.36764 | 0 | 0 | 0 | 1.0127 | 0 | 0 | 0 | 0 | 5063.5897 | -5063.5897 | -7233.6996 | 0 | -47750119.9098 | -47750.1199 | -1450636.5542 | -47310.5653
11 | 23 | 4 | 11.7 | 0 | 0.24 | 0 | 0.38041 | 0 | 0 | 0 | 1.1006 | 0 | 0 | 0 | 0 | 5502.7612 | -5502.7612 | -7861.0874 | 0 | -47757980.9972 | -47757.981 | -1450875.3721 | -47318.3541
11 | 23 | 5 | 11.1 | 0 | 0.24 | 0 | 0.39593 | 0 | 0 | 0 | 1.1136 | 0 | 0 | 0 | 0 | 5567.7814 | -5567.7814 | -7953.9734 | 0 | -47765934.9705 | -47765.935 | -1451117.0118 | -47326.2348
11 | 23 | 6 | 12 | 0 | 0.24 | 0 | 0.39409 | 0 | 0 | 0 | 1.2388 | 0 | 0 | 0 | 0 | 6194.0284 | -6194.0284 | -8848.612 | 0 | -47774783.5826 | -47774.7836 | -1451385.8304 | -47335.002
11 | 23 | 7 | 13 | 9.0444 | 0.24 | 711.1538 | 0.42126 | 0 | 711.1538 | 0 | 1.2112 | 0 | 0 | 0 | 0 | 6056.0031 | -5344.8493 | -7635.499 | 0 | -47782419.0816 | -47782.4191 | -1451617.7949 | -47342.5672
11 | 23 | 8 | 13.9 | 64.1333 | 0.24 | 5042.727 | 0.42382 | 0 | 5042.727 | 0 | 1.268 | 0 | 0 | 0 | 0 | 6340.0387 | -1297.3116 | -1853.3023 | 0 | -47784272.3839 | -47784.2724 | -1451674.0977 | -47344.4034
11 | 23 | 9 | 15.4 | 164.5331 | 0.24 | 12937.0402 | 0.39727 | 0 | 12937.0402 | 0 | 1.2133 | 0 | 0 | 0 | 0 | 6066.2695 | 6870.7707 | 0 | 4809.5395 | -47779462.8444 | -47779.4628 | -1451527.9851 | -47339.6382
11 | 23 | 10 | 16.8 | 420.2935 | 0.24 | 33047.1744 | 0.40354 | 0 | 33047.1744 | 0 | 1.1503 | 0 | 0 | 0 | 0 | 5751.4349 | 27295.7395 | 0 | 19107.0177 | -47760355.8267 | -47760.3558 | -1450947.5188 | -47320.707
11 | 23 | 11 | 18.3 | 833.8913 | 0.24 | 65567.8693 | 0.43637 | 0 | 65567.8693 | 0 | 1.1491 | 0 | 0 | 0 | 0 | 5745.7313 | 59822.138 | 0 | 41875.4966 | -47718480.3301 | -47718.4803 | -1449675.3518 | -47279.217
11 | 23 | 12 | 19.4 | 793.3639 | 0.24 | 62381.2529 | 0.42214 | 0 | 62381.2529 | 0 | 1.4765 | 0 | 0 | 0 | 0 | 7382.6431 | 54998.6098 | 0 | 38499.0269 | -47679981.3032 | -47679.9813 | -1448505.7611 | -47241.0724
11 | 23 | 13 | 20.6 | 828.5094 | 0.24 | 65144.7036 | 0.3817 | 0 | 65144.7036 | 0 | 1.378 | 0 | 0 | 0 | 0 | 6889.8585 | 58254.8451 | 0 | 40778.3915 | -47639202.9117 | -47639.2029 | -1447266.9239 | -47200.6694
11 | 23 | 14 | 21.7 | 673.3361 | 0.24 | 52943.6104 | 0.33234 | 0 | 52943.6104 | 0 | 1.2607 | 0 | 0 | 0 | 0 | 6303.5361 | 46640.0743 | 0 | 32648.052 | -47606554.8597 | -47606.5549 | -1446275.0843 | -47168.3218
11 | 23 | 15 | 19.5 | 509.066 | 0.24 | 40027.2514 | 0.28598 | 0 | 40027.2514 | 0 | 1.1562 | 0 | 0 | 0 | 0 | 5781.0932 | 34246.1582 | 0 | 23972.3107 | -47582582.549 | -47582.5825 | -1445546.8116 | -47144.5702
11 | 23 | 16 | 17.2 | 249.7086 | 0.24 | 19634.2886 | 0.22129 | 0 | 19634.2886 | 0 | 1.1259 | 0 | 0 | 0 | 0 | 5629.3794 | 14004.9091 | 0 | 9803.4364 | -47572779.1126 | -47572.7791 | -1445248.9857 | -47134.857
11 | 23 | 17 | 15 | 25.3033 | 0.24 | 1989.5674 | 0.1227 | 0 | 1989.5674 | 0 | 1.4019 | 0 | 0 | 0 | 0 | 7009.6325 | -5020.0652 | -7171.5216 | 0 | -47579950.6342 | -47579.9506 | -1445466.8547 | -47141.9625
11 | 23 | 18 | 14.1 | 0 | 0.24 | 0 | 0.11149 | 0 | 0 | 0 | 1.7314 | 0 | 0 | 0 | 0 | 8656.8106 | -8656.8106 | -12366.8723 | 0 | -47592317.5066 | -47592.3175 | -1445842.5572 | -47154.2155
11 | 23 | 19 | 13.1 | 0 | 0.24 | 0 | 0.13175 | 0 | 0 | 0 | 1.3184 | 0 | 0 | 0 | 0 | 6592.1345 | -6592.1345 | -9417.335 | 0 | -47601734.8416 | -47601.7348 | -1446128.6534 | -47163.5462
11 | 23 | 20 | 12.2 | 0 | 0.24 | 0 | 0.14791 | 0 | 0 | 0 | 1.1375 | 0 | 0 | 0 | 0 | 5687.5554 | -5687.5554 | -8125.0791 | 0 | -47609859.9207 | -47609.8599 | -1446375.4913 | -47171.5965
11 | 23 | 21 | 12.4 | 0 | 0.24 | 0 | 0.15901 | 0 | 0 | 0 | 1.151 | 0 | 0 | 0 | 0 | 5754.857 | -5754.857 | -8221.2243 | 0 | -47618081.145 | -47618.0811 | -1446625.25 | -47179.742
11 | 23 | 22 | 12.6 | 0 | 0.24 | 0 | 0.16892 | 0 | 0 | 0 | 1.1186 | 0 | 0 | 0 | 0 | 5592.8769 | -5592.8769 | -7989.8241 | 0 | -47626070.9691 | -47626.071 | -1446867.9788 | -47187.6583
11 | 23 | 23 | 12.8 | 0 | 0.24 | 0 | 0.1657 | 0 | 0 | 0 | 1.1747 | 0 | 0 | 0 | 0 | 5873.4903 | -5873.4903 | -8390.7004 | 0 | -47634461.6695 | -47634.4617 | -1447122.8862 | -47195.9718
11 | 24 | 0 | 13 | 0 | 0.24 | 0 | 0.16147 | 0 | 0 | 0 | 1.1266 | 0 | 0 | 0 | 0 | 5632.8015 | -5632.8015 | -8046.8593 | 0 | -47642508.5288 | -47642.5085 | -1447367.3477 | -47203.9445
11 | 24 | 1 | 13.1 | 0 | 0.24 | 0 | 0.17689 | 0 | 0 | 0 | 1.0793 | 0 | 0 | 0 | 0 | 5396.6756 | -5396.6756 | -7709.5366 | 0 | -47650218.0654 | -47650.2181 | -1447601.5615 | -47211.5831
11 | 24 | 2 | 13.3 | 0 | 0.24 | 0 | 0.19312 | 0 | 0 | 0 | 1.0333 | 0 | 0 | 0 | 0 | 5166.2532 | -5166.2532 | -7380.3617 | 0 | -47657598.4271 | -47657.5984 | -1447825.775 | -47218.8955
11 | 24 | 3 | 13.1 | 0 | 0.24 | 0 | 0.18271 | 0 | 0 | 0 | 0.96025 | 0 | 0 | 0 | 0 | 4801.2276 | -4801.2276 | -6858.8965 | 0 | -47664457.3236 | -47664.4573 | -1448034.1465 | -47225.6913
11 | 24 | 4 | 13 | 0 | 0.24 | 0 | 0.17186 | 0 | 0 | 0 | 0.97142 | 0 | 0 | 0 | 0 | 4857.1221 | -4857.1221 | -6938.7459 | 0 | -47671396.0695 | -47671.3961 | -1448244.9439 | -47232.5662
11 | 24 | 5 | 12.8 | 0 | 0.24 | 0 | 0.18974 | 0 | 0 | 0 | 0.96276 | 0 | 0 | 0 | 0 | 4813.7753 | -4813.7753 | -6876.8219 | 0 | -47678272.8914 | -47678.2729 | -1448453.86 | -47239.3797
11 | 24 | 6 | 12.8 | 0 | 0.24 | 0 | 0.1999 | 0 | 0 | 0 | 1.1596 | 0 | 0 | 0 | 0 | 5798.2038 | -5798.2038 | -8283.1483 | 0 | -47686556.0396 | -47686.556 | -1448705.4999 | -47247.5866
11 | 24 | 7 | 12.8 | 72.2415 | 0.24 | 5680.2629 | 0.22467 | 0 | 5680.2629 | 0 | 1.2427 | 0 | 0 | 0 | 0 | 6213.4204 | -533.1575 | -761.6536 | 0 | -47687317.6932 | -47687.3177 | -1448728.6388 | -47248.3412
11 | 24 | 8 | 12.8 | 306.2157 | 0.24 | 24077.3722 | 0.26874 | 0 | 24077.3722 | 0 | 1.2089 | 0 | 0 | 0 | 0 | 6044.5961 | 18032.7761 | 0 | 12622.9433 | -47674694.7499 | -47674.6947 | -1448345.157 | -47235.8345
11 | 24 | 9 | 14.1 | 569.2475 | 0.24 | 44759.2479 | 0.26107 | 0 | 44759.2479 | 0 | 1.2322 | 0 | 0 | 0 | 0 | 6160.948 | 38598.3 | 0 | 27018.81 | -47647675.94 | -47647.6759 | -1447524.3324 | -47209.0644
11 | 24 | 10 | 15.4 | 783.2373 | 0.24 | 61585.0103 | 0.19807 | 0 | 61585.0103 | 0 | 1.148 | 0 | 0 | 0 | 0 | 5740.0278 | 55844.9825 | 0 | 39091.4878 | -47608584.4522 | -47608.5845 | -1446336.7429 | -47170.3328
11 | 24 | 11 | 16.7 | 843.3705 | 0.24 | 66313.2079 | 0.22248 | 0 | 66313.2079 | 0 | 1.1633 | 0 | 0 | 0 | 0 | 5816.4551 | 60496.7528 | 0 | 42347.727 | -47566236.7252 | -47566.2367 | -1445050.2296 | -47128.3748
11 | 24 | 12 | 17.1 | 832.2071 | 0.24 | 65435.4418 | 0.32442 | 0 | 65435.4418 | 0 | 1.4225 | 0 | 0 | 0 | 0 | 7112.296 | 58323.1458 | 0 | 40826.2021 | -47525410.5232 | -47525.4105 | -1443809.9399 | -47087.9245
11 | 24 | 13 | 17.4 | 695.3629 | 0.24 | 54675.5494 | 0.41383 | 0 | 54675.5494 | 0 | 1.5746 | 0 | 0 | 0 | 0 | 7873.1463 | 46802.4032 | 0 | 32761.6822 | -47492648.841 | -47492.6488 | -1442814.6483 | -47055.4644
11 | 24 | 14 | 17.8 | 665.4247 | 0.24 | 52321.5424 | 0.45467 | 0 | 52321.5424 | 0 | 1.6041 | 0 | 0 | 0 | 0 | 8020.2972 | 44301.2452 | 0 | 31010.8716 | -47461637.9693 | -47461.638 | -1441872.5459 | -47024.739
11 | 24 | 15 | 16.5 | 509.3538 | 0.24 | 40049.8786 | 0.46008 | 0 | 40049.8786 | 0 | 1.8733 | 0 | 0 | 0 | 0 | 9366.3292 | 30683.5494 | 0 | 21478.4846 | -47440159.4847 | -47440.1595 | -1441220.035 | -47003.4582
11 | 24 | 16 | 15.2 | 243.6618 | 0.24 | 19158.8315 | 0.43488 | 0 | 19158.8315 | 0 | 1.6821 | 0 | 0 | 0 | 0 | 8410.4183 | 10748.4132 | 0 | 7523.8892 | -47432635.5955 | -47432.6356 | -1440991.4611 | -46996.0036
11 | 24 | 17 | 13.9 | 24.421 | 0.24 | 1920.1941 | 0.42501 | 0 | 1920.1941 | 0 | 1.3939 | 0 | 0 | 0 | 0 | 6969.7079 | -5049.5137 | -7213.5911 | 0 | -47439849.1866 | -47439.8492 | -1441210.6082 | -47003.1507
11 | 24 | 18 | 13.5 | 0 | 0.24 | 0 | 0.4973 | 0 | 0 | 0 | 1.4815 | 0 | 0 | 0 | 0 | 7407.7386 | -7407.7386 | -10582.4837 | 0 | -47450431.6703 | -47450.4317 | -1441532.1014 | -47013.6358
11 | 24 | 19 | 13.2 | 0 | 0.24 | 0 | 0.592 | 0 | 0 | 0 | 1.2475 | 0 | 0 | 0 | 0 | 6237.3752 | -6237.3752 | -8910.536 | 0 | -47459342.2063 | -47459.3422 | -1441802.8012 | -47022.4643
11 | 24 | 20 | 12.8 | 0 | 0.24 | 0 | 0.65455 | 0 | 0 | 0 | 0.96914 | 0 | 0 | 0 | 0 | 4845.7151 | -4845.7151 | -6922.4501 | 0 | -47466264.6564 | -47466.2647 | -1442013.1035 | -47029.3231
11 | 24 | 21 | 12.8 | 0 | 0.24 | 0 | 0.68156 | 0 | 0 | 0 | 0.97644 | 0 | 0 | 0 | 0 | 4882.2176 | -4882.2176 | -6974.5966 | 0 | -47473239.253 | -47473.2393 | -1442224.99 | -47036.2334
11 | 24 | 22 | 12.8 | 0 | 0.24 | 0 | 0.68013 | 0 | 0 | 0 | 0.96458 | 0 | 0 | 0 | 0 | 4822.901 | -4822.901 | -6889.8585 | 0 | -47480129.1115 | -47480.1291 | -1442434.3021 | -47043.0599
11 | 24 | 23 | 12.8 | 0 | 0.24 | 0 | 0.66886 | 0 | 0 | 0 | 0.9315 | 0 | 0 | 0 | 0 | 4657.4987 | -4657.4987 | -6653.5696 | 0 | -47486782.6811 | -47486.7827 | -1442636.4359 | -47049.6522
11 | 25 | 0 | 12.4 | 0 | 0.24 | 0 | 0.62687 | 0 | 0 | 0 | 0.81401 | 0 | 0 | 0 | 0 | 4070.0356 | -4070.0356 | -5814.3366 | 0 | -47492597.0177 | -47492.597 | -1442813.074 | -47055.413
11 | 25 | 1 | 12.1 | 0 | 0.24 | 0 | 0.61653 | 0 | 0 | 0 | 0.73325 | 0 | 0 | 0 | 0 | 3666.226 | -3666.226 | -5237.4658 | 0 | -47497834.4835 | -47497.8345 | -1442972.1868 | -47060.6023
11 | 25 | 2 | 11.7 | 0 | 0.24 | 0 | 0.59999 | 0 | 0 | 0 | 0.72252 | 0 | 0 | 0 | 0 | 3612.6129 | -3612.6129 | -5160.8756 | 0 | -47502995.3591 | -47502.9954 | -1443128.9729 | -47065.7156
11 | 25 | 3 | 10.9 | 0 | 0.24 | 0 | 0.60087 | 0 | 0 | 0 | 0.71522 | 0 | 0 | 0 | 0 | 3576.1103 | -3576.1103 | -5108.7291 | 0 | -47508104.0881 | -47508.1041 | -1443284.1748 | -47070.7773
11 | 25 | 4 | 10.2 | 0 | 0.24 | 0 | 0.60043 | 0 | 0 | 0 | 0.67416 | 0 | 0 | 0 | 0 | 3370.7834 | -3370.7834 | -4815.4049 | 0 | -47512919.493 | -47512.9195 | -1443430.4656 | -47075.5484
11 | 25 | 5 | 9.4 | 0 | 0.24 | 0 | 0.58789 | 0 | 0 | 0 | 0.71842 | 0 | 0 | 0 | 0 | 3592.0802 | -3592.0802 | -5131.5432 | 0 | -47518051.0362 | -47518.051 | -1443586.3606 | -47080.6327
11 | 25 | 6 | 10 | 0 | 0.24 | 0 | 0.60425 | 0 | 0 | 0 | 0.69241 | 0 | 0 | 0 | 0 | 3462.0398 | -3462.0398 | -4945.7712 | 0 | -47522996.8073 | -47522.9968 | -1443736.6119 | -47085.533
11 | 25 | 7 | 10.5 | 81.9941 | 0.24 | 6447.0977 | 0.6191 | 0 | 6447.0977 | 0 | 0.79849 | 0 | 0 | 0 | 0 | 3992.4677 | 2454.6301 | 0 | 1718.241 | -47521278.5663 | -47521.2786 | -1443684.4121 | -47083.8305
11 | 25 | 8 | 11.1 | 343.8908 | 0.24 | 27039.7245 | 0.59426 | 0 | 27039.7245 | 0 | 1.3262 | 0 | 0 | 0 | 0 | 6630.9185 | 20408.806 | 0 | 14286.1642 | -47506992.4021 | -47506.9924 | -1443250.4021 | -47069.6759
11 | 25 | 9 | 12.8 | 580.6061 | 0.24 | 45652.3643 | 0.53595 | 0 | 45652.3643 | 0 | 1.8797 | 0 | 0 | 0 | 0 | 9398.2689 | 36254.0954 | 0 | 25377.8668 | -47481614.5353 | -47481.6145 | -1442479.4289 | -47044.5316
11 | 25 | 10 | 14.4 | 700.9797 | 0.24 | 55117.1896 | 0.48718 | 0 | 55117.1896 | 0 | 2.187 | 0 | 0 | 0 | 0 | 10934.7986 | 44182.391 | 0 | 30927.6737 | -47450686.8616 | -47450.6869 | -1441539.854 | -47013.8887
11 | 25 | 11 | 16.1 | 772.0312 | 0.24 | 60703.8905 | 0.49185 | 0 | 60703.8905 | 0 | 2.708 | 0 | 0 | 0 | 0 | 13540.169 | 47163.7216 | 0 | 33014.6051 | -47417672.2565 | -47417.6723 | -1440536.8787 | -46981.178
11 | 25 | 12 | 16.5 | 804.7722 | 0.24 | 63278.2693 | 0.4851 | 0 | 63278.2693 | 0 | 2.5972 | 0 | 0 | 0 | 0 | 12985.7863 | 50292.483 | 0 | 35204.7381 | -47382467.5184 | -47382.4675 | -1439467.3676 | -46946.2973
11 | 25 | 13 | 16.8 | 703.8077 | 0.24 | 55339.5583 | 0.46938 | 0 | 55339.5583 | 0 | 1.5484 | 0 | 0 | 0 | 0 | 7741.9652 | 47597.5931 | 0 | 33318.3151 | -47349149.2033 | -47349.1492 | -1438455.1657 | -46913.2857
11 | 25 | 14 | 17.2 | 668.5975 | 0.24 | 52571.0202 | 0.45848 | 0 | 52571.0202 | 0 | 1.0348 | 0 | 0 | 0 | 0 | 5174.2381 | 47396.7821 | 0 | 33177.7474 | -47315971.4558 | -47315.9715 | -1437447.2341 | -46880.4133
11 | 25 | 15 | 15.5 | 504.684 | 0.24 | 39682.6966 | 0.45452 | 0 | 39682.6966 | 0 | 0.85964 | 0 | 0 | 0 | 0 | 4298.1766 | 35384.52 | 0 | 24769.164 | -47291202.2918 | -47291.2023 | -1436694.7532 | -46855.8722
11 | 25 | 16 | 13.9 | 242.5169 | 0.24 | 19068.8104 | 0.44353 | 0 | 19068.8104 | 0 | 0.89203 | 0 | 0 | 0 | 0 | 4460.1568 | 14608.6537 | 0 | 10226.0576 | -47280976.2343 | -47280.9762 | -1436384.0881 | -46845.7403
11 | 25 | 17 | 12.2 | 23.2239 | 0.24 | 1826.0689 | 0.43703 | 0 | 1826.0689 | 0 | 1.1311 | 0 | 0 | 0 | 0 | 5655.6156 | -3829.5468 | -5470.7811 | 0 | -47286447.0154 | -47286.447 | -1436550.2891 | -46851.1607
11 | 25 | 18 | 10.9 | 0 | 0.24 | 0 | 0.39647 | 0 | 0 | 0 | 1.1152 | 0 | 0 | 0 | 0 | 5575.7663 | -5575.7663 | -7965.3804 | 0 | -47294412.3958 | -47294.4124 | -1436792.2753 | -46859.0527
11 | 25 | 19 | 9.6 | 0 | 0.24 | 0 | 0.40564 | 0 | 0 | 0 | 1.0634 | 0 | 0 | 0 | 0 | 5316.8262 | -5316.8262 | -7595.4661 | 0 | -47302007.8619 | -47302.0079 | -1437023.0237 | -46866.5783
11 | 25 | 20 | 8.3 | 0 | 0.24 | 0 | 0.42937 | 0 | 0 | 0 | 0.98853 | 0 | 0 | 0 | 0 | 4942.675 | -4942.675 | -7060.9643 | 0 | -47309068.8261 | -47309.0688 | -1437237.534 | -46873.5743
11 | 25 | 21 | 7.6 | 0 | 0.24 | 0 | 0.46195 | 0 | 0 | 0 | 0.96412 | 0 | 0 | 0 | 0 | 4820.6195 | -4820.6195 | -6886.5994 | 0 | -47315955.4255 | -47315.9554 | -1437446.7471 | -46880.3975
11 | 25 | 22 | 6.8 | 0 | 0.24 | 0 | 0.49227 | 0 | 0 | 0 | 1.0132 | 0 | 0 | 0 | 0 | 5065.8711 | -5065.8711 | -7236.9588 | 0 | -47323192.3842 | -47323.1924 | -1437666.6041 | -46887.5678
11 | 25 | 23 | 6.1 | 0 | 0.24 | 0 | 0.50083 | 0 | 0 | 0 | 1.0018 | 0 | 0 | 0 | 0 | 5008.8359 | -5008.8359 | -7155.4798 | 0 | -47330347.8641 | -47330.3479 | -1437883.9857 | -46894.6574
11 | 26 | 0 | 5.4 | 0 | 0.24 | 0 | 0.49336 | 0 | 0 | 0 | 0.81355 | 0 | 0 | 0 | 0 | 4067.7542 | -4067.7542 | -5811.0774 | 0 | -47336158.9415 | -47336.1589 | -1438060.5248 | -46900.415
11 | 26 | 1 | 4.6 | 0 | 0.24 | 0 | 0.48121 | 0 | 0 | 0 | 0.70153 | 0 | 0 | 0 | 0 | 3507.668 | -3507.668 | -5010.9543 | 0 | -47341169.8958 | -47341.1699 | -1438212.7563 | -46905.3798
11 | 26 | 2 | 3.9 | 0 | 0.24 | 0 | 0.49541 | 0 | 0 | 0 | 0.71043 | 0 | 0 | 0 | 0 | 3552.1555 | -3552.1555 | -5074.5079 | 0 | -47346244.4037 | -47346.2444 | -1438366.9186 | -46910.4076
11 | 26 | 3 | 3.2 | 0 | 0.24 | 0 | 0.47902 | 0 | 0 | 0 | 0.78937 | 0 | 0 | 0 | 0 | 3946.8395 | -3946.8395 | -5638.3421 | 0 | -47351882.7459 | -47351.8827 | -1438538.21 | -46915.9941
11 | 26 | 4 | 2.4 | 0 | 0.24 | 0 | 0.49885 | 0 | 0 | 0 | 0.82473 | 0 | 0 | 0 | 0 | 4123.6488 | -4123.6488 | -5890.9268 | 0 | -47357773.6727 | -47357.7737 | -1438717.1749 | -46921.8308
11 | 26 | 5 | 1.7 | 0 | 0.24 | 0 | 0.4889 | 0 | 0 | 0 | 0.77294 | 0 | 0 | 0 | 0 | 3864.7087 | -3864.7087 | -5521.0124 | 0 | -47363294.6851 | -47363.2947 | -1438884.9018 | -46927.301
11 | 26 | 6 | 3 | 0 | 0.24 | 0 | 0.49501 | 0 | 0 | 0 | 0.72526 | 0 | 0 | 0 | 0 | 3626.3014 | -3626.3014 | -5180.4305 | 0 | -47368475.1156 | -47368.4751 | -1439042.282 | -46932.4337
11 | 26 | 7 | 4.3 | 83.0103 | 0.24 | 6526.9991 | 0.49663 | 0 | 6526.9991 | 0 | 0.93104 | 0 | 0 | 0 | 0 | 4655.2173 | 1871.7818 | 0 | 1310.2472 | -47367164.8684 | -47367.1649 | -1439002.477 | -46931.1355
11 | 26 | 8 | 5.6 | 354.4973 | 0.24 | 27873.6991 | 0.48709 | 0 | 27873.6991 | 0 | 1.1929 | 0 | 0 | 0 | 0 | 5964.7467 | 21908.9524 | 0 | 15336.2667 | -47351828.6017 | -47351.8286 | -1438536.5651 | -46915.9404
11 | 26 | 9 | 8.4 | 584.1438 | 0.24 | 45930.5263 | 0.43168 | 0 | 45930.5263 | 0 | 1.101 | 0 | 0 | 0 | 0 | 5505.0426 | 40425.4837 | 0 | 28297.8386 | -47323530.7631 | -47323.5308 | -1437676.8839 | -46887.9031
11 | 26 | 10 | 11.1 | 728.3082 | 0.24 | 57266.0006 | 0.40203 | 0 | 57266.0006 | 0 | 1.1136 | 0 | 0 | 0 | 0 | 5567.7814 | 51698.2193 | 0 | 36188.7535 | -47287342.0096 | -47287.342 | -1436577.4788 | -46852.0474
11 | 26 | 11 | 13.9 | 800.4481 | 0.24 | 62938.2748 | 0.40421 | 0 | 62938.2748 | 0 | 1.2044 | 0 | 0 | 0 | 0 | 6021.782 | 56916.4928 | 0 | 39841.545 | -47247500.4646 | -47247.5005 | -1435367.1027 | -46812.5727
11 | 26 | 12 | 15.2 | 816.6565 | 0.24 | 64212.7231 | 0.36369 | 0 | 64212.7231 | 0 | 1.6214 | 0 | 0 | 0 | 0 | 8106.9908 | 56105.7323 | 0 | 39274.0126 | -47208226.452 | -47208.2265 | -1434173.9682 | -46773.6602
11 | 26 | 13 | 16.5 | 757.418 | 0.24 | 59554.872 | 0.30567 | 0 | 59554.872 | 0 | 1.3561 | 0 | 0 | 0 | 0 | 6780.3508 | 52774.5212 | 0 | 36942.1648 | -47171284.2872 | -47171.2843 | -1433051.6745 | -46737.0581
11 | 26 | 14 | 17.8 | 685.8519 | 0.24 | 53927.7121 | 0.29382 | 0 | 53927.7121 | 0 | 1.258 | 0 | 0 | 0 | 0 | 6289.8477 | 47637.8645 | 0 | 33346.5051 | -47137937.782 | -47137.9378 | -1432038.6162 | -46704.0185
11 | 26 | 15 | 17.2 | 474.2175 | 0.24 | 37287.1524 | 0.32297 | 0 | 37287.1524 | 0 | 0.91599 | 0 | 0 | 0 | 0 | 4579.9308 | 32707.2216 | 0 | 22895.0551 | -47115042.7269 | -47115.0427 | -1431343.0702 | -46681.3342
11 | 26 | 16 | 16.7 | 234.4095 | 0.24 | 18431.337 | 0.31947 | 0 | 18431.337 | 0 | 0.86648 | 0 | 0 | 0 | 0 | 4332.3978 | 14098.9393 | 0 | 9869.2575 | -47105173.4694 | -47105.1735 | -1431043.2446 | -46671.5558
11 | 26 | 17 | 16.1 | 22.0557 | 0.24 | 1734.2171 | 0.33284 | 0 | 1734.2171 | 0 | 0.98032 | 0 | 0 | 0 | 0 | 4901.6096 | -3167.3925 | -4524.8464 | 0 | -47109698.3158 | -47109.6983 | -1431180.7083 | -46676.039
11 | 26 | 18 | 15.9 | 0 | 0.24 | 0 | 0.34264 | 0 | 0 | 0 | 1.2062 | 0 | 0 | 0 | 0 | 6030.9076 | -6030.9076 | -8615.5823 | 0 | -47118313.8981 | -47118.3139 | -1431442.4475 | -46684.5753
11 | 26 | 19 | 15.8 | 0 | 0.24 | 0 | 0.37013 | 0 | 0 | 0 | 1.1793 | 0 | 0 | 0 | 0 | 5896.3044 | -5896.3044 | -8423.292 | 0 | -47126737.1901 | -47126.7372 | -1431698.345 | -46692.921
11 | 26 | 20 | 15.6 | 0 | 0.24 | 0 | 0.40647 | 0 | 0 | 0 | 0.99424 | 0 | 0 | 0 | 0 | 4971.1926 | -4971.1926 | -7101.7037 | 0 | -47133838.8938 | -47133.8389 | -1431914.093 | -46699.9574
11 | 26 | 21 | 15.4 | 0 | 0.24 | 0 | 0.4371 | 0 | 0 | 0 | 0.97804 | 0 | 0 | 0 | 0 | 4890.2026 | -4890.2026 | -6986.0036 | 0 | -47140824.8975 | -47140.8249 | -1432126.326 | -46706.8791
11 | 26 | 22 | 15.2 | 0 | 0.24 | 0 | 0.44971 | 0 | 0 | 0 | 0.98876 | 0 | 0 | 0 | 0 | 4943.8157 | -4943.8157 | -7062.5938 | 0 | -47147887.4913 | -47147.8875 | -1432340.8858 | -46713.8766
11 | 26 | 23 | 15 | 0 | 0.24 | 0 | 0.4987 | 0 | 0 | 0 | 1.0412 | 0 | 0 | 0 | 0 | 5206.1779 | -5206.1779 | -7437.3969 | 0 | -47155324.8883 | -47155.3249 | -1432566.832 | -46721.2456
11 | 27 | 0 | 15 | 0 | 0.24 | 0 | 0.50831 | 0 | 0 | 0 | 0.84891 | 0 | 0 | 0 | 0 | 4244.5635 | -4244.5635 | -6063.6621 | 0 | -47161388.5504 | -47161.3886 | -1432751.0446 | -46727.2534
11 | 27 | 1 | 15 | 0 | 0.24 | 0 | 0.49379 | 0 | 0 | 0 | 0.70199 | 0 | 0 | 0 | 0 | 3509.9494 | -3509.9494 | -5014.2135 | 0 | -47166402.7639 | -47166.4028 | -1432903.3751 | -46732.2215
11 | 27 | 2 | 15 | 0 | 0.24 | 0 | 0.51135 | 0 | 0 | 0 | 0.69446 | 0 | 0 | 0 | 0 | 3472.3062 | -3472.3062 | -4960.4374 | 0 | -47171363.2013 | -47171.3632 | -1433054.0719 | -46737.1363
11 | 27 | 3 | 14.3 | 0 | 0.24 | 0 | 0.51601 | 0 | 0 | 0 | 0.74853 | 0 | 0 | 0 | 0 | 3742.6533 | -3742.6533 | -5346.6475 | 0 | -47176709.8488 | -47176.7098 | -1433216.5017 | -46742.4337
11 | 27 | 4 | 13.5 | 0 | 0.24 | 0 | 0.47288 | 0 | 0 | 0 | 0.76473 | 0 | 0 | 0 | 0 | 3823.6433 | -3823.6433 | -5462.3476 | 0 | -47182172.1964 | -47182.1722 | -1433382.4465 | -46747.8458
11 | 27 | 5 | 12.8 | 0 | 0.24 | 0 | 0.45154 | 0 | 0 | 0 | 0.75697 | 0 | 0 | 0 | 0 | 3784.8594 | -3784.8594 | -5406.9419 | 0 | -47187579.1384 | -47187.5791 | -1433546.708 | -46753.2029
11 | 27 | 6 | 13 | 0 | 0.24 | 0 | 0.42293 | 0 | 0 | 0 | 0.70587 | 0 | 0 | 0 | 0 | 3529.3414 | -3529.3414 | -5041.9163 | 0 | -47192621.0547 | -47192.6211 | -1433699.8801 | -46758.1984
11 | 27 | 7 | 13.1 | 48.9588 | 0.24 | 3849.5699 | 0.39285 | 0 | 3849.5699 | 0 | 0.74648 | 0 | 0 | 0 | 0 | 3732.3869 | 117.183 | 0 | 82.0281 | -47192539.0266 | -47192.539 | -1433697.3882 | -46758.1172
11 | 27 | 8 | 13.3 | 232.5999 | 0.24 | 18289.0501 | 0.39595 | 0 | 18289.0501 | 0 | 1.1761 | 0 | 0 | 0 | 0 | 5880.3345 | 12408.7155 | 0 | 8686.1009 | -47183852.9258 | -47183.8529 | -1433433.5066 | -46749.511
11 | 27 | 9 | 14.1 | 563.9142 | 0.24 | 44339.8981 | 0.33911 | 0 | 44339.8981 | 0 | 1.8035 | 0 | 0 | 0 | 0 | 9017.2734 | 35322.6247 | 0 | 24725.8373 | -47159127.0885 | -47159.1271 | -1432682.3419 | -46725.0128
11 | 27 | 10 | 14.8 | 749.3562 | 0.24 | 58920.9814 | 0.26511 | 0 | 58920.9814 | 0 | 1.9187 | 0 | 0 | 0 | 0 | 9593.3295 | 49327.6519 | 0 | 34529.3564 | -47124597.7321 | -47124.5977 | -1431633.3488 | -46690.8013
11 | 27 | 11 | 15.6 | 764.8297 | 0.24 | 60137.6404 | 0.23332 | 0 | 60137.6404 | 0 | 1.2694 | 0 | 0 | 0 | 0 | 6346.8829 | 53790.7575 | 0 | 37653.5302 | -47086944.2019 | -47086.9442 | -1430489.4441 | -46653.4944
11 | 27 | 12 | 16 | 543.0489 | 0.24 | 42699.2818 | 0.2035 | 0 | 42699.2818 | 0 | 1.1323 | 0 | 0 | 0 | 0 | 5661.3192 | 37037.9626 | 0 | 25926.5738 | -47061017.6281 | -47061.0176 | -1429701.8014 | -46627.8064
11 | 27 | 13 | 16.3 | 667.0902 | 0.24 | 52452.5005 | 0.18908 | 0 | 52452.5005 | 0 | 1.3091 | 0 | 0 | 0 | 0 | 6545.3656 | 45907.1349 | 0 | 32134.9945 | -47028882.6336 | -47028.8826 | -1428725.5484 | -46595.9673
11 | 27 | 14 | 16.7 | 632.4408 | 0.24 | 49728.0635 | 0.20061 | 0 | 49728.0635 | 0 | 1.2593 | 0 | 0 | 0 | 0 | 6296.6919 | 43431.3716 | 0 | 30401.9601 | -46998480.6735 | -46998.4807 | -1427801.9445 | -46565.8452
11 | 27 | 15 | 15.2 | 414.0973 | 0.24 | 32559.975 | 0.19453 | 0 | 32559.975 | 0 | 0.87652 | 0 | 0 | 0 | 0 | 4382.5888 | 28177.3862 | 0 | 19724.1704 | -46978756.5031 | -46978.7565 | -1427202.7292 | -46546.3026
11 | 27 | 16 | 13.7 | 170.2006 | 0.24 | 13382.6701 | 0.18009 | 0 | 13382.6701 | 0 | 0.72937 | 0 | 0 | 0 | 0 | 3646.834 | 9735.836 | 0 | 6815.0852 | -46971941.4179 | -46971.9414 | -1426995.6886 | -46539.5502
11 | 27 | 17 | 12.2 | 15.2856 | 0.24 | 1201.8893 | 0.19128 | 0 | 1201.8893 | 0 | 0.3486 | 0 | 0 | 0 | 0 | 1742.9973 | -541.108 | -773.0115 | 0 | -46972714.4294 | -46972.7144 | -1427019.1725 | -46540.3161
11 | 27 | 18 | 10.9 | 0 | 0.24 | 0 | 0.2285 | 0 | 0 | 0 | 0.1994 | 0 | 0 | 0 | 0 | 996.9762 | -996.9762 | -1424.2517 | 0 | -46974138.6811 | -46974.1387 | -1427062.4409 | -46541.7273
11 | 27 | 19 | 9.6 | 0 | 0.24 | 0 | 0.3155 | 0 | 0 | 0 | 0.47065 | 0 | 0 | 0 | 0 | 2353.2745 | -2353.2745 | -3361.8207 | 0 | -46977500.5018 | -46977.5005 | -1427164.5722 | -46545.0581
11 | 27 | 20 | 8.3 | 0 | 0.24 | 0 | 0.37873 | 0 | 0 | 0 | 1.2297 | 0 | 0 | 0 | 0 | 6148.4002 | -6148.4002 | -8783.4289 | 0 | -46986283.9307 | -46986.2839 | -1427431.4106 | -46553.7607
11 | 27 | 21 | 7.9 | 0 | 0.24 | 0 | 0.41768 | 0 | 0 | 0 | 1.3529 | 0 | 0 | 0 | 0 | 6764.381 | -6764.381 | -9663.4014 | 0 | -46995947.3321 | -46995.9473 | -1427724.9822 | -46563.3351
11 | 27 | 22 | 7.6 | 0 | 0.24 | 0 | 0.41868 | 0 | 0 | 0 | 1.3084 | 0 | 0 | 0 | 0 | 6541.9435 | -6541.9435 | -9345.6335 | 0 | -47005292.9656 | -47005.293 | -1428008.9002 | -46572.5947
11 | 27 | 23 | 7.2 | 0 | 0.24 | 0 | 0.40243 | 0 | 0 | 0 | 1.2869 | 0 | 0 | 0 | 0 | 6434.7172 | -6434.7172 | -9192.4531 | 0 | -47014485.4188 | -47014.4854 | -1428288.1646 | -46581.7026
11 | 28 | 0 | 6.8 | 0 | 0.24 | 0 | 0.3947 | 0 | 0 | 0 | 1.0807 | 0 | 0 | 0 | 0 | 5403.5198 | -5403.5198 | -7719.314 | 0 | -47022204.7328 | -47022.2047 | -1428522.6754 | -46589.3508
11 | 28 | 1 | 6.5 | 0 | 0.24 | 0 | 0.38876 | 0 | 0 | 0 | 1.0171 | 0 | 0 | 0 | 0 | 5085.2631 | -5085.2631 | -7264.6616 | 0 | -47029469.3944 | -47029.4694 | -1428743.374 | -46596.5486
11 | 28 | 2 | 6.1 | 0 | 0.24 | 0 | 0.3777 | 0 | 0 | 0 | 1.0335 | 0 | 0 | 0 | 0 | 5167.3939 | -5167.3939 | -7381.9913 | 0 | -47036851.3857 | -47036.8514 | -1428967.637 | -46603.8627
11 | 28 | 3 | 6.8 | 0 | 0.24 | 0 | 0.37885 | 0 | 0 | 0 | 0.98922 | 0 | 0 | 0 | 0 | 4946.0971 | -4946.0971 | -7065.853 | 0 | -47043917.2387 | -47043.9172 | -1429182.2959 | -46610.8635
11 | 28 | 4 | 7.6 | 0 | 0.24 | 0 | 0.38192 | 0 | 0 | 0 | 0.97667 | 0 | 0 | 0 | 0 | 4883.3583 | -4883.3583 | -6976.2262 | 0 | -47050893.4648 | -47050.8935 | -1429394.2318 | -46617.7755
11 | 28 | 5 | 8.3 | 0 | 0.24 | 0 | 0.38703 | 0 | 0 | 0 | 1.0419 | 0 | 0 | 0 | 0 | 5209.6 | -5209.6 | -7442.2857 | 0 | -47058335.7505 | -47058.3358 | -1429620.3266 | -46625.1493
11 | 28 | 6 | 8.5 | 0 | 0.24 | 0 | 0.41643 | 0 | 0 | 0 | 1.1462 | 0 | 0 | 0 | 0 | 5730.9022 | -5730.9022 | -8187.0031 | 0 | -47066522.7536 | -47066.5228 | -1429869.0457 | -46633.2609
11 | 28 | 7 | 8.7 | 7.4 | 0.24 | 581.8531 | 0.42481 | 0 | 581.8531 | 0 | 1.1847 | 0 | 0 | 0 | 0 | 5923.6813 | -5341.8282 | -7631.1832 | 0 | -47074153.9368 | -47074.1539 | -1430100.8791 | -46640.8218
11 | 28 | 8 | 8.9 | 60.0222 | 0.24 | 4719.4753 | 0.41361 | 0 | 4719.4753 | 0 | 1.1213 | 0 | 0 | 0 | 0 | 5606.5653 | -887.09 | -1267.2715 | 0 | -47075421.2082 | -47075.4212 | -1430139.3785 | -46642.0774
11 | 28 | 9 | 9.5 | 221.2011 | 0.24 | 17392.7767 | 0.3555 | 0 | 17392.7767 | 0 | 1.1772 | 0 | 0 | 0 | 0 | 5886.0381 | 11506.7387 | 0 | 8054.7171 | -47067366.4912 | -47067.3665 | -1429894.6782 | -46634.0969
11 | 28 | 10 | 10 | 660.0057 | 0.24 | 51895.4551 | 0.28342 | 0 | 51895.4551 | 0 | 1.1174 | 0 | 0 | 0 | 0 | 5587.1733 | 46308.2818 | 0 | 32415.7972 | -47034950.6939 | -47034.9507 | -1428909.8945 | -46601.9795
11 | 28 | 11 | 10.6 | 821.4933 | 0.24 | 64593.0329 | 0.25844 | 0 | 64593.0329 | 0 | 1.1181 | 0 | 0 | 0 | 0 | 5590.5955 | 59002.4374 | 0 | 41301.7062 | -46993648.9877 | -46993.649 | -1427655.1591 | -46561.058
11 | 28 | 12 | 10.6 | 852.5675 | 0.24 | 67036.3581 | 0.25287 | 0 | 67036.3581 | 0 | 1.3923 | 0 | 0 | 0 | 0 | 6961.7229 | 60074.6352 | 0 | 42052.2446 | -46951596.7431 | -46951.5967 | -1426377.6226 | -46519.3928
11 | 28 | 13 | 10.6 | 781.8184 | 0.24 | 61473.4437 | 0.24476 | 0 | 61473.4437 | 0 | 1.5222 | 0 | 0 | 0 | 0 | 7610.7841 | 53862.6596 | 0 | 37703.8617 | -46913892.8814 | -46913.8929 | -1425232.1888 | -46482.036
11 | 28 | 14 | 10.6 | 680.1068 | 0.24 | 53475.9846 | 0.2385 | 0 | 53475.9846 | 0 | 1.4179 | 0 | 0 | 0 | 0 | 7089.4819 | 46386.5027 | 0 | 32470.5519 | -46881422.3295 | -46881.4223 | -1424245.7417 | -46449.8644
11 | 28 | 15 | 10 | 447.6391 | 0.24 | 35197.3224 | 0.2459 | 0 | 35197.3224 | 0 | 1.1695 | 0 | 0 | 0 | 0 | 5847.2541 | 29350.0683 | 0 | 20545.0478 | -46860877.2817 | -46860.8773 | -1423621.5883 | -46429.5085
11 | 28 | 16 | 9.5 | 127.8849 | 0.24 | 10055.4335 | 0.24002 | 0 | 10055.4335 | 0 | 1.2331 | 0 | 0 | 0 | 0 | 6165.5108 | 3889.9227 | 0 | 2722.9459 | -46858154.3358 | -46858.1543 | -1423538.8659 | -46426.8106
11 | 28 | 17 | 8.9 | 9.8279 | 0.24 | 772.7548 | 0.20828 | 0 | 772.7548 | 0 | 1.4936 | 0 | 0 | 0 | 0 | 7468.196 | -6695.4412 | -9564.916 | 0 | -46867719.2518 | -46867.7193 | -1423829.4456 | -46436.2874
11 | 28 | 18 | 8.3 | 0 | 0.24 | 0 | 0.2597 | 0 | 0 | 0 | 1.3098 | 0 | 0 | 0 | 0 | 6548.7877 | -6548.7877 | -9355.411 | 0 | -46877074.6628 | -46877.0747 | -1424113.6606 | -46445.5567
11 | 28 | 19 | 7.8 | 0 | 0.24 | 0 | 0.32068 | 0 | 0 | 0 | 1.1211 | 0 | 0 | 0 | 0 | 5605.4246 | -5605.4246 | -8007.7495 | 0 | -46885082.4123 | -46885.0824 | -1424356.934 | -46453.4908
11 | 28 | 20 | 7.2 | 0 | 0.24 | 0 | 0.34962 | 0 | 0 | 0 | 1.1434 | 0 | 0 | 0 | 0 | 5717.2137 | -5717.2137 | -8167.4482 | 0 | -46893249.8604 | -46893.2499 | -1424605.0591 | -46461.583
11 | 28 | 21 | 6.8 | 0 | 0.24 | 0 | 0.35253 | 0 | 0 | 0 | 1.2386 | 0 | 0 | 0 | 0 | 6192.8877 | -6192.8877 | -8846.9825 | 0 | -46902096.8429 | -46902.0968 | -1424873.8281 | -46470.3486
11 | 28 | 22 | 6.5 | 0 | 0.24 | 0 | 0.34959 | 0 | 0 | 0 | 1.2199 | 0 | 0 | 0 | 0 | 6099.3499 | -6099.3499 | -8713.357 | 0 | -46910810.1999 | -46910.8102 | -1425138.5377 | -46478.9817
11 | 28 | 23 | 6.1 | 0 | 0.24 | 0 | 0.34617 | 0 | 0 | 0 | 1.138 | 0 | 0 | 0 | 0 | 5689.8368 | -5689.8368 | -8128.3383 | 0 | -46918938.5382 | -46918.9385 | -1425385.4746 | -46487.0352
11 | 29 | 0 | 5.7 | 0 | 0.24 | 0 | 0.3134 | 0 | 0 | 0 | 1.0086 | 0 | 0 | 0 | 0 | 5043.057 | -5043.057 | -7204.3672 | 0 | -46926142.9054 | -46926.1429 | -1425604.3414 | -46494.1733
11 | 29 | 1 | 5.4 | 0 | 0.24 | 0 | 0.30641 | 0 | 0 | 0 | 1.012 | 0 | 0 | 0 | 0 | 5060.1676 | -5060.1676 | -7228.8109 | 0 | -46933371.7162 | -46933.3717 | -1425823.9509 | -46501.3356
11 | 29 | 2 | 5 | 0 | 0.24 | 0 | 0.3156 | 0 | 0 | 0 | 1.0631 | 0 | 0 | 0 | 0 | 5315.6855 | -5315.6855 | -7593.8365 | 0 | -46940965.5527 | -46940.9656 | -1426054.6497 | -46508.8595
11 | 29 | 3 | 5 | 0 | 0.24 | 0 | 0.3247 | 0 | 0 | 0 | 1.1104 | 0 | 0 | 0 | 0 | 5551.8115 | -5551.8115 | -7931.1593 | 0 | -46948896.712 | -46948.8967 | -1426295.5963 | -46516.7176
11 | 29 | 4 | 5 | 0 | 0.24 | 0 | 0.29891 | 0 | 0 | 0 | 1.0396 | 0 | 0 | 0 | 0 | 5198.1929 | -5198.1929 | -7425.9899 | 0 | -46956322.7019 | -46956.3227 | -1426521.196 | -46524.0753
11 | 29 | 5 | 5 | 0 | 0.24 | 0 | 0.3018 | 0 | 0 | 0 | 1.1222 | 0 | 0 | 0 | 0 | 5611.1281 | -5611.1281 | -8015.8974 | 0 | -46964338.5992 | -46964.3386 | -1426764.7169 | -46532.0174
11 | 29 | 6 | 5.2 | 0 | 0.24 | 0 | 0.3205 | 0 | 0 | 0 | 1.2566 | 0 | 0 | 0 | 0 | 6283.0034 | -6283.0034 | -8975.7192 | 0 | -46973314.3184 | -46973.3143 | -1427037.397 | -46540.9105
11 | 29 | 7 | 5.4 | 5.7556 | 0.24 | 452.5524 | 0.34887 | 0 | 452.5524 | 0 | 1.1644 | 0 | 0 | 0 | 0 | 5822.1586 | -5369.6062 | -7670.8659 | 0 | -46980985.1843 | -46980.9852 | -1427270.436 | -46548.5107
11 | 29 | 8 | 5.6 | 45.2222 | 0.24 | 3555.7691 | 0.34993 | 0 | 3555.7691 | 0 | 1.1574 | 0 | 0 | 0 | 0 | 5786.7967 | -2231.0277 | -3187.1824 | 0 | -46984172.3667 | -46984.1724 | -1427367.2618 | -46551.6686
11 | 29 | 9 | 5.8 | 276.3427 | 0.24 | 21728.4971 | 0.32816 | 0 | 21728.4971 | 0 | 1.1653 | 0 | 0 | 0 | 0 | 5826.7214 | 15901.7757 | 0 | 11131.243 | -46973041.1237 | -46973.0411 | -1427029.0974 | -46540.6398
11 | 29 | 10 | 5.9 | 189.2003 | 0.24 | 14876.5908 | 0.29432 | 0 | 14876.5908 | 0 | 1.1168 | 0 | 0 | 0 | 0 | 5583.7512 | 9292.8396 | 0 | 6504.9877 | -46966536.136 | -46966.5361 | -1426831.4776 | -46534.1947
11 | 29 | 11 | 6.1 | 92.0889 | 0.24 | 7240.8388 | 0.30692 | 0 | 7240.8388 | 0 | 1.0985 | 0 | 0 | 0 | 0 | 5492.4948 | 1748.344 | 0 | 1223.8408 | -46965312.2952 | -46965.3123 | -1426794.2976 | -46532.9821
11 | 29 | 12 | 6.5 | 83.8667 | 0.24 | 6594.3354 | 0.35568 | 0 | 6594.3354 | 0 | 1.3084 | 0 | 0 | 0 | 0 | 6541.9435 | 52.3919 | 0 | 36.6743 | -46965275.6209 | -46965.2756 | -1426793.1834 | -46532.9458
11 | 29 | 13 | 6.8 | 74.8222 | 0.24 | 5883.1815 | 0.3987 | 0 | 5883.1815 | 0 | 1.4168 | 0 | 0 | 0 | 0 | 7083.7784 | -1200.5968 | -1715.1383 | 0 | -46966990.7592 | -46966.9908 | -1426845.2889 | -46534.6451
11 | 29 | 14 | 7.2 | 60.8444 | 0.24 | 4784.1257 | 0.39279 | 0 | 4784.1257 | 0 | 1.2755 | 0 | 0 | 0 | 0 | 6377.6819 | -1593.5563 | -2276.509 | 0 | -46969267.2682 | -46969.2673 | -1426914.4487 | -46536.9007
11 | 29 | 15 | 7 | 56.7333 | 0.24 | 4460.8739 | 0.39237 | 0 | 4460.8739 | 0 | 0.98625 | 0 | 0 | 0 | 0 | 4931.2679 | -470.394 | -671.9915 | 0 | -46969939.2596 | -46969.9393 | -1426934.8636 | -46537.5665
11 | 29 | 16 | 6.9 | 77.8269 | 0.24 | 6119.436 | 0.38132 | 0 | 6119.436 | 0 | 0.97279 | 0 | 0 | 0 | 0 | 4863.9663 | 1255.4697 | 0 | 878.8288 | -46969060.4309 | -46969.0604 | -1426908.165 | -46536.6957
11 | 29 | 17 | 6.7 | 4.8144 | 0.24 | 378.5509 | 0.36615 | 0 | 378.5509 | 0 | 1.1222 | 0 | 0 | 0 | 0 | 5611.1281 | -5232.5772 | -7475.1103 | 0 | -46976535.5412 | -46976.5355 | -1427135.2569 | -46544.102
11 | 29 | 18 | 6.7 | 0 | 0.24 | 0 | 0.38653 | 0 | 0 | 0 | 1.3764 | 0 | 0 | 0 | 0 | 6881.8736 | -6881.8736 | -9831.248 | 0 | -46986366.7892 | -46986.3668 | -1427433.9278 | -46553.8428
11 | 29 | 19 | 6.7 | 0 | 0.24 | 0 | 0.41854 | 0 | 0 | 0 | 1.205 | 0 | 0 | 0 | 0 | 6025.2041 | -6025.2041 | -8607.4344 | 0 | -46994974.2236 | -46994.9742 | -1427695.4195 | -46562.371
11 | 29 | 20 | 6.7 | 0 | 0.24 | 0 | 0.44098 | 0 | 0 | 0 | 1.0729 | 0 | 0 | 0 | 0 | 5364.7359 | -5364.7359 | -7663.9084 | 0 | -47002638.132 | -47002.6381 | -1427928.247 | -46569.9644
11 | 29 | 21 | 6.9 | 0 | 0.24 | 0 | 0.48016 | 0 | 0 | 0 | 1.1186 | 0 | 0 | 0 | 0 | 5592.8769 | -5592.8769 | -7989.8241 | 0 | -47010627.956 | -47010.628 | -1428170.9759 | -46577.8806
11 | 29 | 22 | 7 | 0 | 0.24 | 0 | 0.50704 | 0 | 0 | 0 | 1.1307 | 0 | 0 | 0 | 0 | 5653.3342 | -5653.3342 | -8076.1918 | 0 | -47018704.1478 | -47018.7041 | -1428416.3285 | -46585.8825
11 | 29 | 23 | 7.2 | 0 | 0.24 | 0 | 0.52918 | 0 | 0 | 0 | 1.1359 | 0 | 0 | 0 | 0 | 5679.5705 | -5679.5705 | -8113.6721 | 0 | -47026817.8199 | -47026.8178 | -1428662.8198 | -46593.9215
11 | 30 | 0 | 6.8 | 0 | 0.24 | 0 | 0.53352 | 0 | 0 | 0 | 1.0159 | 0 | 0 | 0 | 0 | 5079.5596 | -5079.5596 | -7256.5137 | 0 | -47034074.3336 | -47034.0743 | -1428883.2709 | -46601.1112
11 | 30 | 1 | 6.5 | 0 | 0.24 | 0 | 0.49962 | 0 | 0 | 0 | 0.99355 | 0 | 0 | 0 | 0 | 4967.7705 | -4967.7705 | -7096.815 | 0 | -47041171.1486 | -47041.1711 | -1429098.8703 | -46608.1427
11 | 30 | 2 | 6.1 | 0 | 0.24 | 0 | 0.49603 | 0 | 0 | 0 | 0.99355 | 0 | 0 | 0 | 0 | 4967.7705 | -4967.7705 | -7096.815 | 0 | -47048267.9636 | -47048.268 | -1429314.4698 | -46615.1741
11 | 30 | 3 | 5.9 | 0 | 0.24 | 0 | 0.491 | 0 | 0 | 0 | 0.97006 | 0 | 0 | 0 | 0 | 4850.2779 | -4850.2779 | -6928.9684 | 0 | -47055196.932 | -47055.1969 | -1429524.9701 | -46622.0393
11 | 30 | 4 | 5.8 | 0 | 0.24 | 0 | 0.48197 | 0 | 0 | 0 | 1.0006 | 0 | 0 | 0 | 0 | 5003.1324 | -5003.1324 | -7147.3319 | 0 | -47062344.2639 | -47062.3443 | -1429742.1042 | -46629.1209
11 | 30 | 5 | 5.6 | 0 | 0.24 | 0 | 0.46647 | 0 | 0 | 0 | 0.98625 | 0 | 0 | 0 | 0 | 4931.2679 | -4931.2679 | -7044.6685 | 0 | -47069388.9324 | -47069.3889 | -1429956.1195 | -46636.1007
11 | 30 | 6 | 6 | 0 | 0.24 | 0 | 0.45293 | 0 | 0 | 0 | 1.088 | 0 | 0 | 0 | 0 | 5440.0224 | -5440.0224 | -7771.4606 | 0 | -47077160.393 | -47077.1604 | -1430192.2145 | -46643.8006
11 | 30 | 7 | 6.3 | 17.8768 | 0.24 | 1405.6307 | 0.47311 | 0 | 1405.6307 | 0 | 1.2372 | 0 | 0 | 0 | 0 | 6186.0435 | -4780.4128 | -6829.1611 | 0 | -47083989.5541 | -47083.9896 | -1430399.6827 | -46650.5669
11 | 30 | 8 | 6.7 | 112.1376 | 0.24 | 8817.2464 | 0.48849 | 0 | 8817.2464 | 0 | 1.3303 | 0 | 0 | 0 | 0 | 6651.4512 | 2165.7953 | 0 | 1516.0567 | -47082473.4974 | -47082.4735 | -1430353.6252 | -46649.0648
11 | 30 | 9 | 6.7 | 532.4737 | 0.24 | 41867.7697 | 0.46185 | 0 | 41867.7697 | 0 | 1.2662 | 0 | 0 | 0 | 0 | 6330.913 | 35536.8567 | 0 | 24875.7997 | -47057597.6977 | -47057.5977 | -1429597.9047 | -46624.418
11 | 30 | 10 | 6.7 | 650.3211 | 0.24 | 51133.965 | 0.48617 | 0 | 51133.965 | 0 | 1.3784 | 0 | 0 | 0 | 0 | 6892.1399 | 44241.8251 | 0 | 30969.2776 | -47026628.4201 | -47026.6284 | -1428657.0659 | -46593.7338
11 | 30 | 11 | 6.7 | 575.2824 | 0.24 | 45233.7671 | 0.5262 | 0 | 45233.7671 | 0 | 1.3593 | 0 | 0 | 0 | 0 | 6796.3207 | 38437.4465 | 0 | 26906.2125 | -46999722.2076 | -46999.7222 | -1427839.662 | -46567.0753
11 | 30 | 12 | 8.2 | 841.915 | 0.24 | 66198.7646 | 0.52638 | 0 | 66198.7646 | 0 | 1.3392 | 0 | 0 | 0 | 0 | 6695.9387 | 59502.8259 | 0 | 41651.9782 | -46958070.2295 | -46958.0702 | -1426574.2855 | -46525.8067
11 | 30 | 13 | 9.6 | 807.0774 | 0.24 | 63459.5235 | 0.53561 | 0 | 63459.5235 | 0 | 1.2338 | 0 | 0 | 0 | 0 | 6168.9329 | 57290.5906 | 0 | 40103.4134 | -46917966.816 | -46917.9668 | -1425355.9539 | -46486.0725
11 | 30 | 14 | 11.1 | 699.2854 | 0.24 | 54983.9717 | 0.55808 | 0 | 54983.9717 | 0 | 0.96025 | 0 | 0 | 0 | 0 | 4801.2276 | 50182.7441 | 0 | 35127.9209 | -46882838.8951 | -46882.8389 | -1424288.7766 | -46451.2679
11 | 30 | 15 | 10.2 | 484.825 | 0.24 | 38121.2116 | 0.56963 | 0 | 38121.2116 | 0 | 0.66754 | 0 | 0 | 0 | 0 | 3337.703 | 34783.5087 | 0 | 24348.4561 | -46858490.4391 | -46858.4904 | -1423549.0766 | -46427.1436
11 | 30 | 16 | 9.2 | 237.5196 | 0.24 | 18675.8798 | 0.57421 | 0 | 18675.8798 | 0 | 0.63127 | 0 | 0 | 0 | 0 | 3156.3309 | 15519.549 | 0 | 10863.6843 | -46847626.7548 | -46847.6268 | -1423219.0407 | -46416.3799
11 | 30 | 17 | 8.3 | 22.1118 | 0.24 | 1738.6221 | 0.57645 | 0 | 1738.6221 | 0 | 0.72686 | 0 | 0 | 0 | 0 | 3634.2863 | -1895.6642 | -2708.0917 | 0 | -46850334.8465 | -46850.3348 | -1423301.3118 | -46419.0631
11 | 30 | 18 | 7.9 | 0 | 0.24 | 0 | 0.59279 | 0 | 0 | 0 | 0.7572 | 0 | 0 | 0 | 0 | 3786.0001 | -3786.0001 | -5408.5715 | 0 | -46855743.418 | -46855.7434 | -1423465.6228 | -46424.4219
11 | 30 | 19 | 7.6 | 0 | 0.24 | 0 | 0.62567 | 0 | 0 | 0 | 0.84549 | 0 | 0 | 0 | 0 | 4227.4529 | -4227.4529 | -6039.2185 | 0 | -46861782.6365 | -46861.7826 | -1423649.0928 | -46430.4055
11 | 30 | 20 | 7.2 | 0 | 0.24 | 0 | 0.62717 | 0 | 0 | 0 | 0.92717 | 0 | 0 | 0 | 0 | 4635.8253 | -4635.8253 | -6622.6076 | 0 | -46868405.2441 | -46868.4052 | -1423850.2859 | -46436.9671
11 | 30 | 21 | 6.9 | 0 | 0.24 | 0 | 0.59926 | 0 | 0 | 0 | 0.82952 | 0 | 0 | 0 | 0 | 4147.6036 | -4147.6036 | -5925.148 | 0 | -46874330.392 | -46874.3304 | -1424030.2904 | -46442.8377
11 | 30 | 22 | 6.6 | 0 | 0.24 | 0 | 0.59775 | 0 | 0 | 0 | 0.83066 | 0 | 0 | 0 | 0 | 4153.3071 | -4153.3071 | -5933.2958 | 0 | -46880263.6879 | -46880.2637 | -1424210.5424 | -46448.7164
11 | 30 | 23 | 6.3 | 0 | 0.24 | 0 | 0.58384 | 0 | 0 | 0 | 0.84321 | 0 | 0 | 0 | 0 | 4216.0459 | -4216.0459 | -6022.9227 | 0 | -46886286.6106 | -46886.2866 | -1424393.5173 | -46454.6839
12 | 1 | 0 | 6.1 | 0 | 0.24 | 0 | 0.56945 | 0 | 0 | 0 | 0.74899 | 0 | 0 | 0 | 0 | 3744.9347 | -3744.9347 | -5349.9067 | 0 | -46891636.5173 | -46891.6365 | -1424556.0461 | -46459.9845
12 | 1 | 1 | 5.8 | 0 | 0.24 | 0 | 0.56836 | 0 | 0 | 0 | 0.75537 | 0 | 0 | 0 | 0 | 3776.8744 | -3776.8744 | -5395.5349 | 0 | -46897032.0521 | -46897.0321 | -1424719.9611 | -46465.3304
12 | 1 | 2 | 5.5 | 0 | 0.24 | 0 | 0.56429 | 0 | 0 | 0 | 0.74055 | 0 | 0 | 0 | 0 | 3702.7286 | -3702.7286 | -5289.6123 | 0 | -46902321.6644 | -46902.3217 | -1424880.6582 | -46470.5713
12 | 1 | 3 | 5.2 | 0 | 0.24 | 0 | 0.53718 | 0 | 0 | 0 | 0.70632 | 0 | 0 | 0 | 0 | 3531.6228 | -3531.6228 | -5045.1755 | 0 | -46907366.8399 | -46907.3668 | -1425033.9293 | -46475.5701
12 | 1 | 4 | 4.8 | 0 | 0.24 | 0 | 0.53062 | 0 | 0 | 0 | 0.71294 | 0 | 0 | 0 | 0 | 3564.7033 | -3564.7033 | -5092.4333 | 0 | -46912459.2732 | -46912.4593 | -1425188.6361 | -46480.6156
12 | 1 | 5 | 4.4 | 0 | 0.24 | 0 | 0.52353 | 0 | 0 | 0 | 0.73849 | 0 | 0 | 0 | 0 | 3692.4623 | -3692.4623 | -5274.9461 | 0 | -46917734.2192 | -46917.7342 | -1425348.8877 | -46485.842
12 | 1 | 6 | 5.9 | 0 | 0.24 | 0 | 0.49249 | 0 | 0 | 0 | 0.83751 | 0 | 0 | 0 | 0 | 4187.5282 | -4187.5282 | -5982.1832 | 0 | -46923716.4025 | -46923.7164 | -1425530.6249 | -46491.7691
12 | 1 | 7 | 7.4 | 44.4949 | 0.24 | 3498.5789 | 0.4939 | 0 | 3498.5789 | 0 | 0.91621 | 0 | 0 | 0 | 0 | 4581.0715 | -1082.4926 | -1546.418 | 0 | -46925262.8205 | -46925.2628 | -1425577.6047 | -46493.3013
12 | 1 | 8 | 8.9 | 236.8772 | 0.24 | 18625.3673 | 0.46624 | 0 | 18625.3673 | 0 | 0.9931 | 0 | 0 | 0 | 0 | 4965.4891 | 13659.8782 | 0 | 9561.9147 | -46915700.9057 | -46915.7009 | -1425287.1161 | -46483.8274
12 | 1 | 9 | 11.9 | 82.2222 | 0.24 | 6465.0347 | 0.42859 | 0 | 6465.0347 | 0 | 0.8699 | 0 | 0 | 0 | 0 | 4349.5084 | 2115.5263 | 0 | 1480.8684 | -46914220.0373 | -46914.22 | -1425242.1277 | -46482.3602
12 | 1 | 10 | 14.8 | 111.8222 | 0.24 | 8792.4471 | 0.4718 | 0 | 8792.4471 | 0 | 0.8026 | 0 | 0 | 0 | 0 | 4013.0004 | 4779.4468 | 0 | 3345.6127 | -46910874.4246 | -46910.8744 | -1425140.4888 | -46479.0454
12 | 1 | 11 | 17.8 | 87.1556 | 0.24 | 6852.9367 | 0.46577 | 0 | 6852.9367 | 0 | 1.0155 | 0 | 0 | 0 | 0 | 5077.2782 | 1775.6586 | 0 | 1242.961 | -46909631.4636 | -46909.6315 | -1425102.728 | -46477.8138
12 | 1 | 12 | 19.1 | 81.4 | 0.24 | 6400.3843 | 0.42155 | 0 | 6400.3843 | 0 | 1.3513 | 0 | 0 | 0 | 0 | 6756.396 | -356.0117 | -508.5881 | 0 | -46910140.0517 | -46910.1401 | -1425118.1788 | -46478.3177
12 | 1 | 13 | 20.4 | 97.8444 | 0.24 | 7693.3913 | 0.38724 | 0 | 7693.3913 | 0 | 1.1097 | 0 | 0 | 0 | 0 | 5548.3894 | 2145.0019 | 0 | 1501.5013 | -46908638.5504 | -46908.6386 | -1425072.5636 | -46476.8301
12 | 1 | 14 | 21.7 | 90.4444 | 0.24 | 7111.5381 | 0.3631 | 0 | 7111.5381 | 0 | 0.85165 | 0 | 0 | 0 | 0 | 4258.252 | 2853.2862 | 0 | 1997.3003 | -46906641.2501 | -46906.6413 | -1425011.8861 | -46474.8512
12 | 1 | 15 | 21.3 | 41.9333 | 0.24 | 3297.1677 | 0.33832 | 0 | 3297.1677 | 0 | 0.82701 | 0 | 0 | 0 | 0 | 4135.0558 | -837.8881 | -1196.983 | 0 | -46907838.2331 | -46907.8382 | -1425048.2501 | -46476.0371
12 | 1 | 16 | 21 | 16.4444 | 0.24 | 1293.0069 | 0.32103 | 0 | 1293.0069 | 0 | 0.82929 | 0 | 0 | 0 | 0 | 4146.4629 | -2853.4559 | -4076.3656 | 0 | -46911914.5987 | -46911.9146 | -1425172.0891 | -46480.076
12 | 1 | 17 | 20.6 | 0.82222 | 0.24 | 64.6503 | 0.29723 | 0 | 64.6503 | 0 | 1.177 | 0 | 0 | 0 | 0 | 5884.8974 | -5820.247 | -8314.6386 | 0 | -46920229.2373 | -46920.2292 | -1425424.6857 | -46488.3141
12 | 1 | 18 | 19.7 | 0 | 0.24 | 0 | 0.25843 | 0 | 0 | 0 | 1.7202 | 0 | 0 | 0 | 0 | 8600.9161 | -8600.9161 | -12287.023 | 0 | -46932516.2603 | -46932.5163 | -1425797.9623 | -46500.488
12 | 1 | 19 | 18.7 | 0 | 0.24 | 0 | 0.28039 | 0 | 0 | 0 | 1.3212 | 0 | 0 | 0 | 0 | 6605.823 | -6605.823 | -9436.8899 | 0 | -46941953.1502 | -46941.9532 | -1426084.6527 | -46509.838
12 | 1 | 20 | 17.8 | 0 | 0.24 | 0 | 0.29724 | 0 | 0 | 0 | 1.0684 | 0 | 0 | 0 | 0 | 5341.9218 | -5341.9218 | -7631.3168 | 0 | -46949584.467 | -46949.5845 | -1426316.4901 | -46517.3991
12 | 1 | 21 | 17.2 | 0 | 0.24 | 0 | 0.31807 | 0 | 0 | 0 | 1.0725 | 0 | 0 | 0 | 0 | 5362.4544 | -5362.4544 | -7660.6492 | 0 | -46957245.1162 | -46957.2451 | -1426549.2187 | -46524.9892
12 | 1 | 22 | 16.7 | 0 | 0.24 | 0 | 0.31998 | 0 | 0 | 0 | 1.0599 | 0 | 0 | 0 | 0 | 5299.7157 | -5299.7157 | -7571.0224 | 0 | -46964816.1386 | -46964.8161 | -1426779.2245 | -46532.4905
12 | 1 | 23 | 16.1 | 0 | 0.24 | 0 | 0.30677 | 0 | 0 | 0 | 0.9899 | 0 | 0 | 0 | 0 | 4949.5192 | -4949.5192 | -7070.7417 | 0 | -46971886.8804 | -46971.8869 | -1426994.0318 | -46539.4962
12 | 2 | 0 | 16.7 | 0 | 0.24 | 0 | 0.29792 | 0 | 0 | 0 | 0.8083 | 0 | 0 | 0 | 0 | 4041.518 | -4041.518 | -5773.5971 | 0 | -46977660.4775 | -46977.6605 | -1427169.4322 | -46545.2166
12 | 2 | 1 | 17.2 | 0 | 0.24 | 0 | 0.28163 | 0 | 0 | 0 | 0.78572 | 0 | 0 | 0 | 0 | 3928.5882 | -3928.5882 | -5612.2689 | 0 | -46983272.7464 | -46983.2727 | -1427339.9315 | -46550.7772
12 | 2 | 2 | 17.8 | 0 | 0.24 | 0 | 0.28686 | 0 | 0 | 0 | 0.76518 | 0 | 0 | 0 | 0 | 3825.9247 | -3825.9247 | -5465.6068 | 0 | -46988738.3531 | -46988.7384 | -1427505.9753 | -46556.1925
12 | 2 | 3 | 17.8 | 0 | 0.24 | 0 | 0.27356 | 0 | 0 | 0 | 0.72617 | 0 | 0 | 0 | 0 | 3630.8642 | -3630.8642 | -5186.9488 | 0 | -46993925.302 | -46993.9253 | -1427663.5535 | -46561.3317
12 | 2 | 4 | 17.8 | 0 | 0.24 | 0 | 0.23739 | 0 | 0 | 0 | 0.66549 | 0 | 0 | 0 | 0 | 3327.4366 | -3327.4366 | -4753.4809 | 0 | -46998678.7829 | -46998.6788 | -1427807.963 | -46566.0415
12 | 2 | 5 | 17.8 | 0 | 0.24 | 0 | 0.21004 | 0 | 0 | 0 | 0.76176 | 0 | 0 | 0 | 0 | 3808.8142 | -3808.8142 | -5441.1631 | 0 | -47004119.946 | -47004.1199 | -1427973.2642 | -46571.4325
12 | 2 | 6 | 18.9 | 0 | 0.24 | 0 | 0.18366 | 0 | 0 | 0 | 0.9169 | 0 | 0 | 0 | 0 | 4584.4936 | -4584.4936 | -6549.2766 | 0 | -47010669.2225 | -47010.6692 | -1428172.2295 | -46577.9215
12 | 2 | 7 | 20 | 4.1111 | 0.24 | 323.2517 | 0.15867 | 0 | 323.2517 | 0 | 0.93834 | 0 | 0 | 0 | 0 | 4691.7199 | -4368.4681 | -6240.6688 | 0 | -47016909.8913 | -47016.9099 | -1428361.8195 | -46584.1047
12 | 2 | 8 | 21.1 | 38.6444 | 0.24 | 3038.5663 | 0.14396 | 0 | 3038.5663 | 0 | 1.0563 | 0 | 0 | 0 | 0 | 5281.4644 | -2242.8981 | -3204.1401 | 0 | -47020114.0314 | -47020.114 | -1428459.1604 | -46587.2794
12 | 2 | 9 | 22 | 66.6 | 0.24 | 5236.6781 | 0.11999 | 0 | 5236.6781 | 0 | 0.90618 | 0 | 0 | 0 | 0 | 4530.8805 | 705.7976 | 0 | 494.0583 | -47019619.9731 | -47019.62 | -1428444.1511 | -46586.7899
12 | 2 | 10 | 23 | 126.6222 | 0.24 | 9956.1534 | 0.11329 | 0 | 9956.1534 | 0 | 0.83568 | 0 | 0 | 0 | 0 | 4178.4026 | 5777.7508 | 0 | 4044.4255 | -47015575.5476 | -47015.5755 | -1428321.2825 | -46582.7827
12 | 2 | 11 | 23.9 | 423.4718 | 0.24 | 33297.0763 | 0.11227 | 0 | 33297.0763 | 0 | 1.0563 | 0 | 0 | 0 | 0 | 5281.4644 | 28015.6119 | 0 | 19610.9283 | -46995964.6193 | -46995.9646 | -1427725.5074 | -46563.3523
12 | 2 | 12 | 24.3 | 551.3792 | 0.24 | 43354.2839 | 0.10748 | 0 | 43354.2839 | 0.24 | 1.2345 | 0 | 0 | 0 | 0 | 7372.7213 | 35981.5626 | 0 | 25187.0938 | -46970777.5254 | -46970.7775 | -1426960.3299 | -46538.397
12 | 2 | 13 | 24.6 | 151.6031 | 0.24 | 11920.3725 | 0.10755 | 0 | 11920.3725 | 0.48 | 0.67704 | 0 | 0 | 0 | 0 | 5785.2044 | 6135.168 | 0 | 4294.6176 | -46966482.9078 | -46966.4829 | -1426829.8605 | -46534.142
12 | 2 | 14 | 25 | 155.592 | 0.24 | 12234.0101 | 0.11376 | 0 | 12234.0101 | 0.8 | 0.069827 | 0 | 0 | 0 | 0 | 4349.136 | 7884.8742 | 0 | 5519.4119 | -46960963.4959 | -46960.9635 | -1426662.1822 | -46528.6733
12 | 2 | 15 | 24.4 | 113.6179 | 0.24 | 8933.6417 | 0.12291 | 0 | 8933.6417 | 0.32 | 0.49836 | 0 | 0 | 0 | 0 | 4091.7882 | 4841.8535 | 0 | 3389.2974 | -46957574.1984 | -46957.5742 | -1426559.2162 | -46525.3152
12 | 2 | 16 | 23.9 | 107.0853 | 0.24 | 8419.9854 | 0.13927 | 0 | 8419.9854 | 0 | 0.87583 | 0 | 0 | 0 | 0 | 4379.1667 | 4040.8187 | 0 | 2828.5731 | -46954745.6254 | -46954.7456 | -1426473.2848 | -46522.5127
12 | 2 | 17 | 23.3 | 7.0451 | 0.24 | 553.9476 | 0.15076 | 0 | 553.9476 | 0 | 0.99994 | 0 | 0 | 0 | 0 | 4999.7102 | -4445.7626 | -6351.0894 | 0 | -46961096.7148 | -46961.0967 | -1426666.2293 | -46528.8053
12 | 2 | 18 | 22.8 | 0 | 0.24 | 0 | 0.20991 | 0 | 0 | 0 | 1.0723 | 0 | 0 | 0 | 0 | 5361.3137 | -5361.3137 | -7659.0196 | 0 | -46968755.7344 | -46968.7557 | -1426898.9084 | -46536.3939
12 | 2 | 19 | 22.2 | 0 | 0.24 | 0 | 0.3104 | 0 | 0 | 0 | 1.1831 | 0 | 0 | 0 | 0 | 5915.6964 | -5915.6964 | -8450.9949 | 0 | -46977206.7293 | -46977.2067 | -1427155.6475 | -46544.7671
12 | 2 | 20 | 21.7 | 0 | 0.24 | 0 | 0.36807 | 0 | 0 | 0 | 1.1501 | 0 | 0 | 0 | 0 | 5750.2942 | -5750.2942 | -8214.7059 | 0 | -46985421.4352 | -46985.4214 | -1427405.2082 | -46552.9061
12 | 2 | 21 | 18.2 | 0 | 0.24 | 0 | 0.41108 | 0 | 0 | 0 | 1.143 | 0 | 0 | 0 | 0 | 5714.9323 | -5714.9323 | -8164.189 | 0 | -46993585.6242 | -46993.5856 | -1427653.2342 | -46560.9952
12 | 2 | 22 | 14.6 | 0 | 0.24 | 0 | 0.42334 | 0 | 0 | 0 | 1.1788 | 0 | 0 | 0 | 0 | 5894.023 | -5894.023 | -8420.0329 | 0 | -47002005.6571 | -47002.0057 | -1427909.0326 | -46569.3377
12 | 2 | 23 | 11.1 | 0 | 0.24 | 0 | 0.40151 | 0 | 0 | 0 | 1.0672 | 0 | 0 | 0 | 0 | 5336.2182 | -5336.2182 | -7623.1689 | 0 | -47009628.826 | -47009.6288 | -1428140.6226 | -46576.8907
12 | 3 | 0 | 8.7 | 0 | 0.24 | 0 | 0.38366 | 0 | 0 | 0 | 0.81378 | 0 | 0 | 0 | 0 | 4068.8949 | -4068.8949 | -5812.707 | 0 | -47015441.533 | -47015.4415 | -1428317.2111 | -46582.6499
12 | 3 | 1 | 6.3 | 0 | 0.24 | 0 | 0.36284 | 0 | 0 | 0 | 0.78412 | 0 | 0 | 0 | 0 | 3920.6033 | -3920.6033 | -5600.8618 | 0 | -47021042.3948 | -47021.0424 | -1428487.3639 | -46588.1992
12 | 3 | 2 | 3.9 | 0 | 0.24 | 0 | 0.35771 | 0 | 0 | 0 | 0.80351 | 0 | 0 | 0 | 0 | 4017.5632 | -4017.5632 | -5739.376 | 0 | -47026781.7708 | -47026.7818 | -1428661.7247 | -46593.8857
12 | 3 | 3 | 3.2 | 0 | 0.24 | 0 | 0.3483 | 0 | 0 | 0 | 0.76336 | 0 | 0 | 0 | 0 | 3816.7991 | -3816.7991 | -5452.5701 | 0 | -47032234.341 | -47032.2343 | -1428827.3724 | -46599.2881
12 | 3 | 4 | 2.4 | 0 | 0.24 | 0 | 0.33387 | 0 | 0 | 0 | 0.74351 | 0 | 0 | 0 | 0 | 3717.5578 | -3717.5578 | -5310.7968 | 0 | -47037545.1378 | -47037.5451 | -1428988.713 | -46604.55
12 | 3 | 5 | 1.7 | 0 | 0.24 | 0 | 0.31053 | 0 | 0 | 0 | 0.80785 | 0 | 0 | 0 | 0 | 4039.2366 | -4039.2366 | -5770.338 | 0 | -47043315.4757 | -47043.3155 | -1429164.0145 | -46610.2673
12 | 3 | 6 | 1.3 | 0 | 0.24 | 0 | 0.30078 | 0 | 0 | 0 | 0.95044 | 0 | 0 | 0 | 0 | 4752.1772 | -4752.1772 | -6788.8246 | 0 | -47050104.3004 | -47050.1043 | -1429370.2572 | -46616.9936
12 | 3 | 7 | 1 | 50.1542 | 0.24 | 3943.5614 | 0.30117 | 0 | 3943.5614 | 0 | 0.89682 | 0 | 0 | 0 | 0 | 4484.1116 | -540.5501 | -772.2145 | 0 | -47050876.5148 | -47050.8765 | -1429393.7169 | -46617.7587
12 | 3 | 8 | 0.6 | 251.7267 | 0.24 | 19792.9704 | 0.30607 | 0 | 19792.9704 | 0 | 0.85119 | 0 | 0 | 0 | 0 | 4255.9705 | 15536.9999 | 0 | 10875.8999 | -47040000.6149 | -47040.0006 | -1429063.3098 | -46606.9829
12 | 3 | 9 | 1.3 | 564.2459 | 0.24 | 44365.9812 | 0.23695 | 0 | 44365.9812 | 0 | 0.83682 | 0 | 0 | 0 | 0 | 4184.1061 | 40181.875 | 0 | 28127.3125 | -47011873.3024 | -47011.8733 | -1428208.8092 | -46579.1145
12 | 3 | 10 | 2.1 | 585.9073 | 0.24 | 46069.1911 | 0.17809 | 0 | 46069.1911 | 0 | 0.83021 | 0 | 0 | 0 | 0 | 4151.0257 | 41918.1654 | 0 | 29342.7158 | -46982530.5866 | -46982.5306 | -1427317.3849 | -46550.0419
12 | 3 | 11 | 2.8 | 755.2422 | 0.24 | 59383.7901 | 0.16778 | 0 | 59383.7901 | 0 | 1.0123 | 0 | 0 | 0 | 0 | 5061.3083 | 54322.4818 | 0 | 38025.7373 | -46944504.8493 | -46944.5048 | -1426162.1726 | -46512.3662
12 | 3 | 12 | 3.2 | 826.7162 | 0.24 | 65003.7062 | 0.13663 | 0 | 65003.7062 | 0 | 1.3805 | 0 | 0 | 0 | 0 | 6902.4063 | 58101.3 | 0 | 40670.91 | -46903833.9393 | -46903.8339 | -1424926.6007 | -46472.0697
12 | 3 | 13 | 3.5 | 537.2516 | 0.24 | 42243.4452 | 0.14581 | 0 | 42243.4452 | 0 | 1.1763 | 0 | 0 | 0 | 0 | 5881.4752 | 36361.9699 | 0 | 25453.3789 | -46878380.5604 | -46878.3806 | -1424153.3335 | -46446.8506
12 | 3 | 14 | 3.9 | 478.0831 | 0.24 | 37591.0982 | 0.15126 | 0 | 37591.0982 | 0 | 0.83933 | 0 | 0 | 0 | 0 | 4196.6539 | 33394.4443 | 0 | 23376.111 | -46855004.4494 | -46855.0044 | -1423443.1731 | -46423.6897
12 | 3 | 15 | 2.8 | 302.8623 | 0.24 | 23813.7005 | 0.14774 | 0 | 23813.7005 | 0 | 0.7864 | 0 | 0 | 0 | 0 | 3932.0103 | 19881.6902 | 0 | 13917.1832 | -46841087.2662 | -46841.0873 | -1423020.3726 | -46409.9006
12 | 3 | 16 | 1.7 | 94.7838 | 0.24 | 7452.7334 | 0.14133 | 0 | 7452.7334 | 0 | 0.89751 | 0 | 0 | 0 | 0 | 4487.5337 | 2965.1997 | 0 | 2075.6398 | -46839011.6264 | -46839.0116 | -1422957.3152 | -46407.8441
12 | 3 | 17 | 0.6 | 6.5293 | 0.24 | 513.388 | 0.12716 | 0 | 513.388 | 0 | 1.1332 | 0 | 0 | 0 | 0 | 5665.882 | -5152.494 | -7360.7057 | 0 | -46846372.3321 | -46846.3723 | -1423180.9316 | -46415.137
12 | 3 | 18 | 0.2 | 0 | 0.24 | 0 | 0.14319 | 0 | 0 | 0 | 1.4407 | 0 | 0 | 0 | 0 | 7203.5524 | -7203.5524 | -10290.7891 | 0 | -46856663.1212 | -46856.6631 | -1423493.5632 | -46425.3331
12 | 3 | 19 | -0.2 | 0 | 0.24 | 0 | 0.19102 | 0 | 0 | 0 | 1.3303 | 0 | 0 | 0 | 0 | 6651.4512 | -6651.4512 | -9502.0731 | 0 | -46866165.1943 | -46866.1652 | -1423782.2338 | -46434.7477
12 | 3 | 20 | -0.6 | 0 | 0.24 | 0 | 0.21068 | 0 | 0 | 0 | 1.1489 | 0 | 0 | 0 | 0 | 5744.5906 | -5744.5906 | -8206.5581 | 0 | -46874371.7524 | -46874.3718 | -1424031.5469 | -46442.8787
12 | 3 | 21 | -0.4 | 0 | 0.24 | 0 | 0.21161 | 0 | 0 | 0 | 1.1186 | 0 | 0 | 0 | 0 | 5592.8769 | -5592.8769 | -7989.8241 | 0 | -46882361.5764 | -46882.3616 | -1424274.2757 | -46450.795
12 | 3 | 22 | -0.2 | 0 | 0.24 | 0 | 0.22187 | 0 | 0 | 0 | 1.2466 | 0 | 0 | 0 | 0 | 6232.8124 | -6232.8124 | -8904.0177 | 0 | -46891265.5942 | -46891.2656 | -1424544.7775 | -46459.617
12 | 3 | 23 | 0 | 0 | 0.24 | 0 | 0.2465 | 0 | 0 | 0 | 1.2039 | 0 | 0 | 0 | 0 | 6019.5006 | -6019.5006 | -8599.2865 | 0 | -46899864.8807 | -46899.8649 | -1424806.0217 | -46468.1372
12 | 4 | 0 | 0 | 0 | 0.24 | 0 | 0.2452 | 0 | 0 | 0 | 0.97713 | 0 | 0 | 0 | 0 | 4885.6397 | -4885.6397 | -6979.4853 | 0 | -46906844.366 | -46906.8444 | -1425018.0567 | -46475.0524
12 | 4 | 1 | 0 | 0 | 0.24 | 0 | 0.24042 | 0 | 0 | 0 | 0.83751 | 0 | 0 | 0 | 0 | 4187.5282 | -4187.5282 | -5982.1832 | 0 | -46912826.5492 | -46912.8265 | -1425199.7939 | -46480.9795
12 | 4 | 2 | 0 | 0 | 0.24 | 0 | 0.22198 | 0 | 0 | 0 | 0.79484 | 0 | 0 | 0 | 0 | 3974.2164 | -3974.2164 | -5677.452 | 0 | -46918504.0012 | -46918.504 | -1425372.2735 | -46486.6047
12 | 4 | 3 | -0.2 | 0 | 0.24 | 0 | 0.20045 | 0 | 0 | 0 | 0.77454 | 0 | 0 | 0 | 0 | 3872.6936 | -3872.6936 | -5532.4195 | 0 | -46924036.4207 | -46924.0364 | -1425540.347 | -46492.0862
12 | 4 | 4 | -0.4 | 0 | 0.24 | 0 | 0.20454 | 0 | 0 | 0 | 0.73233 | 0 | 0 | 0 | 0 | 3661.6632 | -3661.6632 | -5230.9474 | 0 | -46929267.3682 | -46929.2674 | -1425699.2618 | -46497.269
12 | 4 | 5 | -0.6 | 0 | 0.24 | 0 | 0.2072 | 0 | 0 | 0 | 0.76815 | 0 | 0 | 0 | 0 | 3840.7539 | -3840.7539 | -5486.7913 | 0 | -46934754.1595 | -46934.7542 | -1425865.9491 | -46502.7053
12 | 4 | 6 | 0.3 | 0 | 0.24 | 0 | 0.20183 | 0 | 0 | 0 | 0.73347 | 0 | 0 | 0 | 0 | 3667.3667 | -3667.3667 | -5239.0953 | 0 | -46939993.2548 | -46939.9933 | -1426025.1115 | -46507.8961
12 | 4 | 7 | 1.3 | 17.0991 | 0.24 | 1344.4847 | 0.21264 | 0 | 1344.4847 | 0 | 0.82792 | 0 | 0 | 0 | 0 | 4139.6186 | -2795.1339 | -3993.0485 | 0 | -46943986.3033 | -46943.9863 | -1426146.4193 | -46511.8524
12 | 4 | 8 | 2.2 | 114.5159 | 0.24 | 9004.2499 | 0.20024 | 0 | 9004.2499 | 0 | 1.1083 | 0 | 0 | 0 | 0 | 5541.5451 | 3462.7047 | 0 | 2423.8933 | -46941562.41 | -46941.5624 | -1426072.7821 | -46509.4509
12 | 4 | 9 | 4.1 | 108.3917 | 0.24 | 8522.7109 | 0.17089 | 0 | 8522.7109 | 0 | 1.0141 | 0 | 0 | 0 | 0 | 5070.434 | 3452.277 | 0 | 2416.5939 | -46939145.8161 | -46939.1458 | -1425999.3666 | -46507.0565
12 | 4 | 10 | 5.9 | 132.3778 | 0.24 | 10408.7058 | 0.15122 | 0 | 10408.7058 | 0 | 0.9242 | 0 | 0 | 0 | 0 | 4620.9962 | 5787.7097 | 0 | 4051.3968 | -46935094.4194 | -46935.0944 | -1425876.2862 | -46503.0424
12 | 4 | 11 | 7.8 | 135.6667 | 0.24 | 10667.3072 | 0.14619 | 0 | 10667.3072 | 0 | 1.2746 | 0 | 0 | 0 | 0 | 6373.1191 | 4294.1881 | 0 | 3005.9317 | -46932088.4877 | -46932.0885 | -1425784.9667 | -46500.0641
12 | 4 | 12 | 9.3 | 491.3353 | 0.24 | 38633.1085 | 0.14385 | 0 | 38633.1085 | 0 | 1.9066 | 0 | 0 | 0 | 0 | 9532.8721 | 29100.2364 | 0 | 20370.1655 | -46911718.3222 | -46911.7183 | -1425166.1262 | -46479.8815
12 | 4 | 13 | 10.7 | 563.053 | 0.24 | 44272.1837 | 0.13395 | 0 | 44272.1837 | 0 | 1.2817 | 0 | 0 | 0 | 0 | 6408.481 | 37863.7028 | 0 | 26504.5919 | -46885213.7303 | -46885.2137 | -1424360.9235 | -46453.6209
12 | 4 | 14 | 12.2 | 637.6627 | 0.24 | 50138.6557 | 0.13508 | 0 | 50138.6557 | 0 | 0.8731 | 0 | 0 | 0 | 0 | 4365.4782 | 45773.1775 | 0 | 32041.2243 | -46853172.506 | -46853.1725 | -1423387.5192 | -46421.8746
12 | 4 | 15 | 11.1 | 509.8098 | 0.24 | 40085.7305 | 0.12937 | 0 | 40085.7305 | 0 | 0.87218 | 0 | 0 | 0 | 0 | 4360.9154 | 35724.8151 | 0 | 25007.3706 | -46828165.1355 | -46828.1651 | -1422627.8016 | -46397.0974
12 | 4 | 16 | 10 | 250.4477 | 0.24 | 19692.4031 | 0.13044 | 0 | 19692.4031 | 0 | 0.93812 | 0 | 0 | 0 | 0 | 4690.5792 | 15001.8239 | 0 | 10501.2767 | -46817663.8587 | -46817.6639 | -1422308.7755 | -46386.6928
12 | 4 | 17 | 8.9 | 23.4824 | 0.24 | 1846.3936 | 0.13786 | 0 | 1846.3936 | 0 | 0.95682 | 0 | 0 | 0 | 0 | 4784.117 | -2937.7234 | -4196.7478 | 0 | -46821860.6065 | -46821.8606 | -1422436.2716 | -46390.8509
12 | 4 | 18 | 7.4 | 0 | 0.24 | 0 | 0.19718 | 0 | 0 | 0 | 1.1204 | 0 | 0 | 0 | 0 | 5602.0025 | -5602.0025 | -8002.8607 | 0 | -46829863.4672 | -46829.8635 | -1422679.3965 | -46398.7801
12 | 4 | 19 | 5.9 | 0 | 0.24 | 0 | 0.28688 | 0 | 0 | 0 | 1.3173 | 0 | 0 | 0 | 0 | 6586.431 | -6586.431 | -9409.1871 | 0 | -46839272.6543 | -46839.2727 | -1422965.2452 | -46408.1027
12 | 4 | 20 | 4.4 | 0 | 0.24 | 0 | 0.33864 | 0 | 0 | 0 | 1.3828 | 0 | 0 | 0 | 0 | 6913.8133 | -6913.8133 | -9876.8762 | 0 | -46849149.5305 | -46849.1495 | -1423265.3022 | -46417.8887
12 | 4 | 21 | 2.9 | 0 | 0.24 | 0 | 0.38779 | 0 | 0 | 0 | 1.4348 | 0 | 0 | 0 | 0 | 7173.8941 | -7173.8941 | -10248.4201 | 0 | -46859397.9506 | -46859.398 | -1423576.6466 | -46428.0427
12 | 4 | 22 | 1.5 | 0 | 0.24 | 0 | 0.36259 | 0 | 0 | 0 | 1.3967 | 0 | 0 | 0 | 0 | 6983.3963 | -6983.3963 | -9976.2805 | 0 | -46869374.231 | -46869.3742 | -1423879.7235 | -46437.9272
12 | 4 | 23 | 0 | 0 | 0.24 | 0 | 0.35852 | 0 | 0 | 0 | 1.3225 | 0 | 0 | 0 | 0 | 6612.6672 | -6612.6672 | -9446.6674 | 0 | -46878820.8984 | -46878.8209 | -1424166.7108 | -46447.2869
12 | 5 | 0 | 1.3 | 0 | 0.24 | 0 | 0.3378 | 0 | 0 | 0 | 1.1936 | 0 | 0 | 0 | 0 | 5968.1688 | -5968.1688 | -8525.9555 | 0 | -46887346.8539 | -46887.3469 | -1424425.7272 | -46455.7344
12 | 5 | 1 | 2.6 | 0 | 0.24 | 0 | 0.33945 | 0 | 0 | 0 | 1.1544 | 0 | 0 | 0 | 0 | 5771.9676 | -5771.9676 | -8245.6679 | 0 | -46895592.5219 | -46895.5925 | -1424676.2285 | -46463.9041
12 | 5 | 2 | 3.9 | 0 | 0.24 | 0 | 0.35902 | 0 | 0 | 0 | 1.1031 | 0 | 0 | 0 | 0 | 5515.3089 | -5515.3089 | -7879.0127 | 0 | -46903471.5346 | -46903.4715 | -1424915.5909 | -46471.7106
12 | 5 | 3 | 3.9 | 0 | 0.24 | 0 | 0.36573 | 0 | 0 | 0 | 1.1133 | 0 | 0 | 0 | 0 | 5566.6407 | -5566.6407 | -7952.3438 | 0 | -46911423.8784 | -46911.4239 | -1425157.1811 | -46479.5898
12 | 5 | 4 | 3.9 | 0 | 0.24 | 0 | 0.36648 | 0 | 0 | 0 | 1.0896 | 0 | 0 | 0 | 0 | 5448.0073 | -5448.0073 | -7782.8676 | 0 | -46919206.746 | -46919.2067 | -1425393.6227 | -46487.301
12 | 5 | 5 | 3.9 | 0 | 0.24 | 0 | 0.36024 | 0 | 0 | 0 | 1.0656 | 0 | 0 | 0 | 0 | 5328.2333 | -5328.2333 | -7611.7618 | 0 | -46926818.5078 | -46926.8185 | -1425624.8661 | -46494.8427
12 | 5 | 6 | 5.7 | 0 | 0.24 | 0 | 0.35075 | 0 | 0 | 0 | 1.0734 | 0 | 0 | 0 | 0 | 5367.0173 | -5367.0173 | -7667.1675 | 0 | -46934485.6754 | -46934.4857 | -1425857.7927 | -46502.4393
12 | 5 | 7 | 7.6 | 60.2822 | 0.24 | 4739.9169 | 0.34033 | 0 | 4739.9169 | 0 | 1.0787 | 0 | 0 | 0 | 0 | 5393.2535 | -653.3366 | -933.3379 | 0 | -46935419.0133 | -46935.419 | -1425886.1472 | -46503.364
12 | 5 | 8 | 9.4 | 299.384 | 0.24 | 23540.2059 | 0.36541 | 0 | 23540.2059 | 0 | 1.2429 | 0 | 0 | 0 | 0 | 6214.5611 | 17325.6448 | 0 | 12127.9513 | -46923291.062 | -46923.2911 | -1425517.7031 | -46491.3477
12 | 5 | 9 | 12.4 | 553.0086 | 0.24 | 43482.405 | 0.32768 | 0 | 43482.405 | 0 | 1.265 | 0 | 0 | 0 | 0 | 6325.2095 | 37157.1955 | 0 | 26010.0369 | -46897281.0251 | -46897.281 | -1424727.5248 | -46465.5771
12 | 5 | 10 | 15.3 | 737.1422 | 0.24 | 57960.6065 | 0.27962 | 0 | 57960.6065 | 0 | 1.3255 | 0 | 0 | 0 | 0 | 6627.4963 | 51333.1101 | 0 | 35933.1771 | -46861347.848 | -46861.3478 | -1423635.884 | -46429.9747
12 | 5 | 11 | 18.3 | 779.0918 | 0.24 | 61259.0521 | 0.32604 | 0 | 61259.0521 | 0 | 1.5758 | 0 | 0 | 0 | 0 | 7878.8498 | 53380.2023 | 0 | 37366.1416 | -46823981.7064 | -46823.9817 | -1422500.7101 | -46392.9525
12 | 5 | 12 | 19.6 | 889.7775 | 0.24 | 69962.1393 | 0.37637 | 0 | 69962.1393 | 0 | 1.7927 | 0 | 0 | 0 | 0 | 8963.6603 | 60998.479 | 0 | 42698.9353 | -46781282.7711 | -46781.2828 | -1421203.5272 | -46350.6466
12 | 5 | 13 | 20.9 | 814.387 | 0.24 | 64034.271 | 0.4167 | 0 | 64034.271 | 0 | 1.4868 | 0 | 0 | 0 | 0 | 7433.9748 | 56600.2962 | 0 | 39620.2073 | -46741662.5637 | -46741.6626 | -1419999.8754 | -46311.3911
12 | 5 | 14 | 22.2 | 705.0284 | 0.24 | 55435.5405 | 0.44812 | 0 | 55435.5405 | 0 | 1.2276 | 0 | 0 | 0 | 0 | 6138.1339 | 49297.4066 | 0 | 34508.1846 | -46707154.3791 | -46707.1544 | -1418951.5254 | -46277.2006
12 | 5 | 15 | 20.5 | 490.845 | 0.24 | 38594.5557 | 0.49071 | 0 | 38594.5557 | 0 | 1.5327 | 0 | 0 | 0 | 0 | 7663.2565 | 30931.2992 | 0 | 21651.9094 | -46685502.4697 | -46685.5025 | -1418293.7459 | -46255.748
12 | 5 | 16 | 18.9 | 242.5688 | 0.24 | 19072.8911 | 0.50395 | 0 | 19072.8911 | 0 | 2.2837 | 0 | 0 | 0 | 0 | 11418.4576 | 7654.4335 | 0 | 5358.1034 | -46680144.3662 | -46680.1444 | -1418130.9681 | -46250.4392
12 | 5 | 17 | 17.2 | 22.794 | 0.24 | 1792.2623 | 0.48485 | 0 | 1792.2623 | 0 | 2.6473 | 0 | 0 | 0 | 0 | 13236.7414 | -11444.4791 | -16349.2559 | 0 | -46696493.6221 | -46696.4936 | -1418627.6543 | -46266.638
12 | 5 | 18 | 16.3 | 0 | 0.24 | 0 | 0.45723 | 0 | 0 | 0 | 2.5819 | 0 | 0 | 0 | 0 | 12909.3591 | -12909.3591 | -18441.9415 | 0 | -46714935.5637 | -46714.9356 | -1419187.9159 | -46284.9102
12 | 5 | 19 | 15.3 | 0 | 0.24 | 0 | 0.51606 | 0 | 0 | 0 | 2.3013 | 0 | 0 | 0 | 0 | 11506.2919 | -11506.2919 | -16437.5598 | 0 | -46731373.1234 | -46731.3731 | -1419687.2848 | -46301.1964
12 | 5 | 20 | 14.4 | 0 | 0.24 | 0 | 0.55641 | 0 | 0 | 0 | 2.1486 | 0 | 0 | 0 | 0 | 10743.1602 | -10743.1602 | -15347.3717 | 0 | -46746720.4951 | -46746.7205 | -1420153.534 | -46316.4025
12 | 5 | 21 | 13.9 | 0 | 0.24 | 0 | 0.59411 | 0 | 0 | 0 | 1.7818 | 0 | 0 | 0 | 0 | 8908.9065 | -8908.9065 | -12727.0092 | 0 | -46759447.5043 | -46759.4475 | -1420540.1773 | -46329.0124
12 | 5 | 22 | 13.3 | 0 | 0.24 | 0 | 0.6097 | 0 | 0 | 0 | 1.4834 | 0 | 0 | 0 | 0 | 7416.8642 | -7416.8642 | -10595.5203 | 0 | -46770043.0247 | -46770.043 | -1420862.0666 | -46339.5104
12 | 5 | 23 | 12.8 | 0 | 0.24 | 0 | 0.62146 | 0 | 0 | 0 | 1.4044 | 0 | 0 | 0 | 0 | 7022.1803 | -7022.1803 | -10031.6861 | 0 | -46780074.7108 | -46780.0747 | -1421166.8267 | -46349.4497
12 | 6 | 0 | 10.2 | 0 | 0.24 | 0 | 0.58654 | 0 | 0 | 0 | 1.2208 | 0 | 0 | 0 | 0 | 6103.9127 | -6103.9127 | -8719.8753 | 0 | -46788794.5861 | -46788.7946 | -1421431.7343 | -46358.0893
12 | 6 | 1 | 7.6 | 0 | 0.24 | 0 | 0.57414 | 0 | 0 | 0 | 1.1916 | 0 | 0 | 0 | 0 | 5957.9025 | -5957.9025 | -8511.2893 | 0 | -46797305.8754 | -46797.3059 | -1421690.3051 | -46366.5222
12 | 6 | 2 | 5 | 0 | 0.24 | 0 | 0.55877 | 0 | 0 | 0 | 1.1934 | 0 | 0 | 0 | 0 | 5967.0281 | -5967.0281 | -8524.3259 | 0 | -46805830.2013 | -46805.8302 | -1421949.2719 | -46374.9681
12 | 6 | 3 | 4.6 | 0 | 0.24 | 0 | 0.55286 | 0 | 0 | 0 | 1.1724 | 0 | 0 | 0 | 0 | 5862.0833 | -5862.0833 | -8374.4047 | 0 | -46814204.606 | -46814.2046 | -1422203.6842 | -46383.2654
12 | 6 | 4 | 4.3 | 0 | 0.24 | 0 | 0.54269 | 0 | 0 | 0 | 1.1238 | 0 | 0 | 0 | 0 | 5619.1131 | -5619.1131 | -8027.3044 | 0 | -46822231.9104 | -46822.2319 | -1422447.5517 | -46391.2188
12 | 6 | 5 | 3.9 | 0 | 0.24 | 0 | 0.51243 | 0 | 0 | 0 | 1.106 | 0 | 0 | 0 | 0 | 5530.1381 | -5530.1381 | -7900.1973 | 0 | -46830132.1076 | -46830.1321 | -1422687.5577 | -46399.0463
12 | 6 | 6 | 4.1 | 0 | 0.24 | 0 | 0.47122 | 0 | 0 | 0 | 1.2324 | 0 | 0 | 0 | 0 | 6162.0887 | -6162.0887 | -8802.9838 | 0 | -46838935.0915 | -46838.9351 | -1422954.9901 | -46407.7683
12 | 6 | 7 | 4.2 | 3.2889 | 0.24 | 258.6014 | 0.44916 | 0 | 258.6014 | 0 | 1.1929 | 0 | 0 | 0 | 0 | 5964.7467 | -5706.1453 | -8151.6362 | 0 | -46847086.7276 | -46847.0867 | -1423202.6348 | -46415.8448
12 | 6 | 8 | 4.4 | 32.8889 | 0.24 | 2586.0139 | 0.40654 | 0 | 2586.0139 | 0 | 1.1574 | 0 | 0 | 0 | 0 | 5786.7967 | -3200.7829 | -4572.5469 | 0 | -46851659.2746 | -46851.6593 | -1423341.5476 | -46420.3753
12 | 6 | 9 | 5 | 50.1556 | 0.24 | 3943.6711 | 0.34052 | 0 | 3943.6711 | 0 | 1.1318 | 0 | 0 | 0 | 0 | 5659.0378 | -1715.3666 | -2450.5237 | 0 | -46854109.7983 | -46854.1098 | -1423415.9939 | -46422.8033
12 | 6 | 10 | 5.5 | 67.4222 | 0.24 | 5301.3284 | 0.3116 | 0 | 5301.3284 | 0 | 1.0939 | 0 | 0 | 0 | 0 | 5469.6807 | -168.3523 | -240.5033 | 0 | -46854350.3016 | -46854.3503 | -1423423.3003 | -46423.0416
12 | 6 | 11 | 6.1 | 98.6667 | 0.24 | 7758.0416 | 0.28403 | 0 | 7758.0416 | 0 | 1.3458 | 0 | 0 | 0 | 0 | 6729.0191 | 1029.0225 | 0 | 720.3158 | -46853629.9858 | -46853.63 | -1423401.4173 | -46422.3279
12 | 6 | 12 | 6.1 | 79.7556 | 0.24 | 6271.0836 | 0.25736 | 0 | 6271.0836 | 0 | 1.6789 | 0 | 0 | 0 | 0 | 8394.4485 | -2123.3648 | -3033.3784 | 0 | -46856663.3642 | -46856.6634 | -1423493.5706 | -46425.3333
12 | 6 | 13 | 6.1 | 74 | 0.24 | 5818.5312 | 0.24717 | 0 | 5818.5312 | 0 | 1.3873 | 0 | 0 | 0 | 0 | 6936.6274 | -1118.0962 | -1597.2803 | 0 | -46858260.6445 | -46858.2606 | -1423542.0955 | -46426.9159
12 | 6 | 14 | 6.1 | 70.7111 | 0.24 | 5559.9298 | 0.2429 | 0 | 5559.9298 | 0 | 1.127 | 0 | 0 | 0 | 0 | 5635.083 | -75.1531 | -107.3616 | 0 | -46858368.0061 | -46858.368 | -1423545.3571 | -46427.0223
12 | 6 | 15 | 5.7 | 53.4444 | 0.24 | 4202.2725 | 0.24286 | 0 | 4202.2725 | 0 | 1.0727 | 0 | 0 | 0 | 0 | 5363.5952 | -1161.3226 | -1659.0323 | 0 | -46860027.0384 | -46860.027 | -1423595.7581 | -46428.666
12 | 6 | 16 | 5.4 | 35.3556 | 0.24 | 2779.9649 | 0.22974 | 0 | 2779.9649 | 0 | 1.1644 | 0 | 0 | 0 | 0 | 5822.1586 | -3042.1937 | -4345.991 | 0 | -46864373.0294 | -46864.373 | -1423727.7882 | -46432.972
12 | 6 | 17 | 5 | 0.82222 | 0.24 | 64.6503 | 0.21244 | 0 | 64.6503 | 0 | 1.7578 | 0 | 0 | 0 | 0 | 8789.1324 | -8724.4821 | -12463.5458 | 0 | -46876836.5752 | -46876.8366 | -1424106.4276 | -46445.3208
12 | 6 | 18 | 4.4 | 0 | 0.24 | 0 | 0.21517 | 0 | 0 | 0 | 3.0375 | 0 | 0 | 0 | 0 | 15187.3471 | -15187.3471 | -21696.2101 | 0 | -46898532.7853 | -46898.5328 | -1424765.553 | -46466.8173
12 | 6 | 19 | 3.9 | 0 | 0.24 | 0 | 0.23129 | 0 | 0 | 0 | 3.5319 | 0 | 0 | 0 | 0 | 17659.2549 | -17659.2549 | -25227.507 | 0 | -46923760.2923 | -46923.7603 | -1425531.9582 | -46491.8126
12 | 6 | 20 | 3.3 | 0 | 0.24 | 0 | 0.23734 | 0 | 0 | 0 | 3.4228 | 0 | 0 | 0 | 0 | 17113.9979 | -17113.9979 | -24448.5684 | 0 | -46948208.8607 | -46948.2089 | -1426274.6996 | -46516.0361
12 | 6 | 21 | 2.9 | 0 | 0.24 | 0 | 0.23568 | 0 | 0 | 0 | 3.2526 | 0 | 0 | 0 | 0 | 16263.0319 | -16263.0319 | -23232.9027 | 0 | -46971441.7635 | -46971.4418 | -1426980.5093 | -46539.0552
12 | 6 | 22 | 2.6 | 0 | 0.24 | 0 | 0.23509 | 0 | 0 | 0 | 3.2172 | 0 | 0 | 0 | 0 | 16086.2226 | -16086.2226 | -22980.318 | 0 | -46994422.0815 | -46994.4221 | -1427678.6455 | -46561.8239
12 | 6 | 23 | 2.2 | 0 | 0.24 | 0 | 0.22611 | 0 | 0 | 0 | 2.4703 | 0 | 0 | 0 | 0 | 12351.5543 | -12351.5543 | -17645.0776 | 0 | -47012067.1591 | -47012.0672 | -1428214.6985 | -46579.3066
12 | 7 | 0 | 2.4 | 0 | 0.24 | 0 | 0.21188 | 0 | 0 | 0 | 1.297 | 0 | 0 | 0 | 0 | 6484.9082 | -6484.9082 | -9264.1546 | 0 | -47021331.3137 | -47021.3313 | -1428496.1412 | -46588.4855
12 | 7 | 1 | 2.6 | 0 | 0.24 | 0 | 0.22261 | 0 | 0 | 0 | 0.85964 | 0 | 0 | 0 | 0 | 4298.1766 | -4298.1766 | -6140.2523 | 0 | -47027471.566 | -47027.4716 | -1428682.6805 | -46594.5692
12 | 7 | 2 | 2.8 | 0 | 0.24 | 0 | 0.1994 | 0 | 0 | 0 | 0.861 | 0 | 0 | 0 | 0 | 4305.0209 | -4305.0209 | -6150.0298 | 0 | -47033621.5958 | -47033.6216 | -1428869.5168 | -46600.6626
12 | 7 | 3 | 2.2 | 0 | 0.24 | 0 | 0.19247 | 0 | 0 | 0 | 0.91005 | 0 | 0 | 0 | 0 | 4550.2724 | -4550.2724 | -6500.3892 | 0 | -47040121.985 | -47040.122 | -1429066.997 | -46607.1032
12 | 7 | 4 | 1.7 | 0 | 0.24 | 0 | 0.18746 | 0 | 0 | 0 | 0.87332 | 0 | 0 | 0 | 0 | 4366.6189 | -4366.6189 | -6238.0271 | 0 | -47046360.0121 | -47046.36 | -1429256.5067 | -46613.2838
12 | 7 | 5 | 1.1 | 0 | 0.24 | 0 | 0.19204 | 0 | 0 | 0 | 0.91713 | 0 | 0 | 0 | 0 | 4585.6343 | -4585.6343 | -6550.9062 | 0 | -47052910.9182 | -47052.9109 | -1429455.5216 | -46619.7744
12 | 7 | 6 | 0.9 | 0 | 0.24 | 0 | 0.19798 | 0 | 0 | 0 | 1.0825 | 0 | 0 | 0 | 0 | 5412.6455 | -5412.6455 | -7732.3507 | 0 | -47060643.2689 | -47060.6433 | -1429690.4284 | -46627.4355
12 | 7 | 7 | 0.8 | 2.4667 | 0.24 | 193.951 | 0.19265 | 0 | 193.951 | 0 | 1.1329 | 0 | 0 | 0 | 0 | 5664.7413 | -5470.7902 | -7815.4146 | 0 | -47068458.6835 | -47068.4587 | -1429927.8587 | -46635.179
12 | 7 | 8 | 0.6 | 23.8444 | 0.24 | 1874.8601 | 0.17364 | 0 | 1874.8601 | 0 | 1.195 | 0 | 0 | 0 | 0 | 5975.0131 | -4100.153 | -5857.3614 | 0 | -47074316.045 | -47074.316 | -1430105.8039 | -46640.9825
12 | 7 | 9 | 0.8 | 49.3333 | 0.24 | 3879.0208 | 0.14546 | 0 | 3879.0208 | 0 | 1.1948 | 0 | 0 | 0 | 0 | 5973.8724 | -2094.8516 | -2992.6451 | 0 | -47077308.69 | -47077.3087 | -1430196.7197 | -46643.9475
12 | 7 | 10 | 0.9 | 67.4222 | 0.24 | 5301.3284 | 0.13187 | 0 | 5301.3284 | 0 | 1.1809 | 0 | 0 | 0 | 0 | 5904.2893 | -602.9609 | -861.3727 | 0 | -47078170.0628 | -47078.1701 | -1430222.888 | -46644.801
12 | 7 | 11 | 1.1 | 77.2889 | 0.24 | 6077.1326 | 0.16301 | 0 | 6077.1326 | 0 | 1.3415 | 0 | 0 | 0 | 0 | 6707.3457 | -630.2131 | -900.3044 | 0 | -47079070.3672 | -47079.0704 | -1430250.239 | -46645.693
12 | 7 | 12 | 0.9 | 79.7556 | 0.24 | 6271.0836 | 0.19658 | 0 | 6271.0836 | 0 | 1.6992 | 0 | 0 | 0 | 0 | 8495.9712 | -2224.8876 | -3178.4109 | 0 | -47082248.7781 | -47082.2488 | -1430346.7983 | -46648.8422
12 | 7 | 13 | 0.8 | 177.6319 | 0.24 | 13966.9832 | 0.22761 | 0 | 13966.9832 | 0 | 1.253 | 0 | 0 | 0 | 0 | 6264.7521 | 7702.2311 | 0 | 5391.5618 | -47076857.2163 | -47076.8572 | -1430183.004 | -46643.5002
12 | 7 | 14 | 0.6 | 60.0222 | 0.24 | 4719.4753 | 0.24297 | 0 | 4719.4753 | 0 | 0.96526 | 0 | 0 | 0 | 0 | 4826.3231 | -106.8478 | -152.6397 | 0 | -47077009.856 | -47077.0099 | -1430187.6412 | -46643.6515
12 | 7 | 15 | 0.2 | 56.7333 | 0.24 | 4460.8739 | 0.25366 | 0 | 4460.8739 | 0 | 1.0718 | 0 | 0 | 0 | 0 | 5359.0323 | -898.1584 | -1283.0834 | 0 | -47078292.9394 | -47078.2929 | -1430226.6209 | -46644.9227
12 | 7 | 16 | -0.2 | 16.4444 | 0.24 | 1293.0069 | 0.26429 | 0 | 1293.0069 | 0 | 1.305 | 0 | 0 | 0 | 0 | 6524.8329 | -5231.826 | -7474.0371 | 0 | -47085766.9765 | -47085.767 | -1430453.6803 | -46652.328
12 | 7 | 17 | -0.6 | 0.82222 | 0.24 | 64.6503 | 0.27252 | 0 | 64.6503 | 0 | 2.0813 | 0 | 0 | 0 | 0 | 10406.6522 | -10342.0018 | -14774.2883 | 0 | -47100541.2649 | -47100.5413 | -1430902.5194 | -46666.9663
12 | 7 | 18 | -0.8 | 0 | 0.24 | 0 | 0.29236 | 0 | 0 | 0 | 2.4977 | 0 | 0 | 0 | 0 | 12488.4389 | -12488.4389 | -17840.627 | 0 | -47118381.8919 | -47118.3819 | -1431444.5132 | -46684.6427
12 | 7 | 19 | -0.9 | 0 | 0.24 | 0 | 0.37193 | 0 | 0 | 0 | 2.834 | 0 | 0 | 0 | 0 | 14169.8381 | -14169.8381 | -20242.6259 | 0 | -47138624.5178 | -47138.6245 | -1432059.479 | -46704.6989
12 | 7 | 20 | -1.1 | 0 | 0.24 | 0 | 0.42781 | 0 | 0 | 0 | 2.8228 | 0 | 0 | 0 | 0 | 14113.9436 | -14113.9436 | -20162.7766 | 0 | -47158787.2943 | -47158.7873 | -1432672.0191 | -46724.6761
12 | 7 | 21 | -1.3 | 0 | 0.24 | 0 | 0.47696 | 0 | 0 | 0 | 2.7616 | 0 | 0 | 0 | 0 | 13808.2346 | -13808.2346 | -19726.0495 | 0 | -47178513.3438 | -47178.5133 | -1433271.2915 | -46744.2206
12 | 7 | 22 | -1.5 | 0 | 0.24 | 0 | 0.48868 | 0 | 0 | 0 | 2.8214 | 0 | 0 | 0 | 0 | 14107.0994 | -14107.0994 | -20152.9991 | 0 | -47198666.3429 | -47198.6663 | -1433883.5345 | -46764.1881
12 | 7 | 23 | -1.7 | 0 | 0.24 | 0 | 0.45878 | 0 | 0 | 0 | 2.403 | 0 | 0 | 0 | 0 | 12015.0463 | -12015.0463 | -17164.3519 | 0 | -47215830.6948 | -47215.8307 | -1434404.9831 | -46781.1944
12 | 8 | 0 | -2.1 | 0 | 0.24 | 0 | 0.45545 | 0 | 0 | 0 | 1.161 | 0 | 0 | 0 | 0 | 5805.048 | -5805.048 | -8292.9257 | 0 | -47224123.6205 | -47224.1236 | -1434656.9201 | -46789.411
12 | 8 | 1 | -2.4 | 0 | 0.24 | 0 | 0.45021 | 0 | 0 | 0 | 0.78823 | 0 | 0 | 0 | 0 | 3941.136 | -3941.136 | -5630.1942 | 0 | -47229753.8147 | -47229.7538 | -1434827.964 | -46794.9894
12 | 8 | 2 | -2.8 | 0 | 0.24 | 0 | 0.42718 | 0 | 0 | 0 | 0.83796 | 0 | 0 | 0 | 0 | 4189.8097 | -4189.8097 | -5985.4424 | 0 | -47235739.2571 | -47235.7393 | -1435009.8002 | -46800.9197
12 | 8 | 3 | -3 | 0 | 0.24 | 0 | 0.41046 | 0 | 0 | 0 | 0.87652 | 0 | 0 | 0 | 0 | 4382.5888 | -4382.5888 | -6260.8412 | 0 | -47242000.0983 | -47242.0001 | -1435200.003 | -46807.1229
12 | 8 | 4 | -3.1 | 0 | 0.24 | 0 | 0.38529 | 0 | 0 | 0 | 0.80602 | 0 | 0 | 0 | 0 | 4030.1109 | -4030.1109 | -5757.3014 | 0 | -47247757.3996 | -47247.7574 | -1435374.9083 | -46812.8272
12 | 8 | 5 | -3.3 | 0 | 0.24 | 0 | 0.37376 | 0 | 0 | 0 | 0.82405 | 0 | 0 | 0 | 0 | 4120.2266 | -4120.2266 | -5886.0381 | 0 | -47253643.4377 | -47253.6434 | -1435553.7247 | -46818.6591
12 | 8 | 6 | -3.3 | 0 | 0.24 | 0 | 0.35626 | 0 | 0 | 0 | 0.9461 | 0 | 0 | 0 | 0 | 4730.5038 | -4730.5038 | -6757.8626 | 0 | -47260401.3003 | -47260.4013 | -1435759.0268 | -46825.3547
12 | 8 | 7 | -3.3 | 4.1111 | 0.24 | 323.2517 | 0.38322 | 0 | 323.2517 | 0 | 0.97872 | 0 | 0 | 0 | 0 | 4893.6247 | -4570.3729 | -6529.1042 | 0 | -47266930.4045 | -47266.9304 | -1435957.3794 | -46831.8237
12 | 8 | 8 | -3.3 | 40.2889 | 0.24 | 3167.867 | 0.38283 | 0 | 3167.867 | 0 | 0.91986 | 0 | 0 | 0 | 0 | 4599.3228 | -1431.4558 | -2044.9368 | 0 | -47268975.3413 | -47268.9753 | -1436019.504 | -46833.8498
12 | 8 | 9 | -2.8 | 50.1556 | 0.24 | 3943.6711 | 0.35525 | 0 | 3943.6711 | 0 | 0.9388 | 0 | 0 | 0 | 0 | 4694.0013 | -750.3301 | -1071.9002 | 0 | -47270047.2415 | -47270.0472 | -1436052.0681 | -46834.9119
12 | 8 | 10 | -2.2 | 81.4 | 0.24 | 6400.3843 | 0.31172 | 0 | 6400.3843 | 0 | 0.90686 | 0 | 0 | 0 | 0 | 4534.3026 | 1866.0817 | 0 | 1306.2572 | -47268740.9843 | -47268.741 | -1436012.3843 | -46833.6176
12 | 8 | 11 | -1.7 | 76.4667 | 0.24 | 6012.4822 | 0.31635 | 0 | 6012.4822 | 0 | 1.0531 | 0 | 0 | 0 | 0 | 5265.4945 | 746.9877 | 0 | 522.8914 | -47268218.0929 | -47268.2181 | -1435996.499 | -46833.0996
12 | 8 | 12 | -1.3 | 79.7556 | 0.24 | 6271.0836 | 0.32853 | 0 | 6271.0836 | 0 | 1.3538 | 0 | 0 | 0 | 0 | 6768.9438 | -497.8601 | -711.2288 | 0 | -47268929.3217 | -47268.9293 | -1436018.106 | -46833.8043
12 | 8 | 13 | -1 | 135.6667 | 0.24 | 10667.3072 | 0.35827 | 0 | 10667.3072 | 0 | 1.1302 | 0 | 0 | 0 | 0 | 5651.0528 | 5016.2544 | 0 | 3511.3781 | -47265417.9436 | -47265.4179 | -1435911.4312 | -46830.3252
12 | 8 | 14 | -0.6 | 147.1863 | 0.24 | 11573.0835 | 0.38942 | 0 | 11573.0835 | 0 | 0.8804 | 0 | 0 | 0 | 0 | 4401.9808 | 7171.1027 | 0 | 5019.7719 | -47260398.1717 | -47260.3982 | -1435758.9318 | -46825.3516
12 | 8 | 15 | -0.6 | 444.0345 | 0.24 | 34913.8979 | 0.38892 | 0 | 34913.8979 | 0 | 0.90139 | 0 | 0 | 0 | 0 | 4506.9257 | 30406.9723 | 0 | 21284.8806 | -47239113.2911 | -47239.1133 | -1435112.3025 | -46804.2627
12 | 8 | 16 | -0.6 | 263.3878 | 0.24 | 20709.8683 | 0.35984 | 0 | 20709.8683 | 0 | 0.86329 | 0 | 0 | 0 | 0 | 4316.4279 | 16393.4404 | 0 | 11475.4083 | -47227637.8829 | -47227.6379 | -1434763.6825 | -46792.8929
12 | 8 | 17 | -0.6 | 25.0771 | 0.24 | 1971.7784 | 0.32903 | 0 | 1971.7784 | 0 | 1.323 | 0 | 0 | 0 | 0 | 6614.9486 | -4643.1702 | -6633.1002 | 0 | -47234270.9831 | -47234.271 | -1434965.1944 | -46799.465
12 | 8 | 18 | -0.8 | 0 | 0.24 | 0 | 0.33528 | 0 | 0 | 0 | 2.6565 | 0 | 0 | 0 | 0 | 13282.3696 | -13282.3696 | -18974.8137 | 0 | -47253245.7969 | -47253.2458 | -1435541.6445 | -46818.2651
12 | 8 | 19 | -0.9 | 0 | 0.24 | 0 | 0.37286 | 0 | 0 | 0 | 3.1328 | 0 | 0 | 0 | 0 | 15664.1618 | -15664.1618 | -22377.3739 | 0 | -47275623.1708 | -47275.6232 | -1436221.4634 | -46840.4365
12 | 8 | 20 | -1.1 | 0 | 0.24 | 0 | 0.39474 | 0 | 0 | 0 | 2.9182 | 0 | 0 | 0 | 0 | 14590.7583 | -14590.7583 | -20843.9404 | 0 | -47296467.1112 | -47296.4671 | -1436854.6971 | -46861.0885
12 | 8 | 21 | -1.5 | 0 | 0.24 | 0 | 0.39524 | 0 | 0 | 0 | 2.7585 | 0 | 0 | 0 | 0 | 13792.2648 | -13792.2648 | -19703.2354 | 0 | -47316170.3466 | -47316.1703 | -1437453.2764 | -46880.6104
12 | 8 | 22 | -1.8 | 0 | 0.24 | 0 | 0.36821 | 0 | 0 | 0 | 2.7233 | 0 | 0 | 0 | 0 | 13616.5962 | -13616.5962 | -19452.2803 | 0 | -47335622.6269 | -47335.6226 | -1438044.2317 | -46899.8836
12 | 8 | 23 | -2.2 | 0 | 0.24 | 0 | 0.35443 | 0 | 0 | 0 | 2.4537 | 0 | 0 | 0 | 0 | 12268.2828 | -12268.2828 | -17526.1183 | 0 | -47353148.7452 | -47353.1487 | -1438576.6707 | -46917.2484
12 | 9 | 0 | -2.2 | 0 | 0.24 | 0 | 0.33877 | 0 | 0 | 0 | 1.5231 | 0 | 0 | 0 | 0 | 7615.3469 | -7615.3469 | -10879.067 | 0 | -47364027.8123 | -47364.0278 | -1438907.174 | -46928.0273
12 | 9 | 1 | -2.2 | 0 | 0.24 | 0 | 0.32018 | 0 | 0 | 0 | 0.91348 | 0 | 0 | 0 | 0 | 4567.383 | -4567.383 | -6524.8329 | 0 | -47370552.6452 | -47370.5526 | -1439105.3968 | -46934.4921
12 | 9 | 2 | -2.2 | 0 | 0.24 | 0 | 0.32041 | 0 | 0 | 0 | 0.77796 | 0 | 0 | 0 | 0 | 3889.8042 | -3889.8042 | -5556.8632 | 0 | -47376109.5084 | -47376.1095 | -1439274.2129 | -46939.9978
12 | 9 | 3 | -2.8 | 0 | 0.24 | 0 | 0.32555 | 0 | 0 | 0 | 0.76861 | 0 | 0 | 0 | 0 | 3843.0353 | -3843.0353 | -5490.0505 | 0 | -47381599.5588 | -47381.5996 | -1439440.9993 | -46945.4373
12 | 9 | 4 | -3.3 | 0 | 0.24 | 0 | 0.3338 | 0 | 0 | 0 | 0.74762 | 0 | 0 | 0 | 0 | 3738.0905 | -3738.0905 | -5340.1292 | 0 | -47386939.688 | -47386.9397 | -1439603.231 | -46950.7283
12 | 9 | 5 | -3.9 | 0 | 0.24 | 0 | 0.32873 | 0 | 0 | 0 | 0.75857 | 0 | 0 | 0 | 0 | 3792.8443 | -3792.8443 | -5418.349 | 0 | -47392358.037 | -47392.358 | -1439767.8391 | -46956.0968
12 | 9 | 6 | -3.7 | 0 | 0.24 | 0 | 0.32106 | 0 | 0 | 0 | 0.88587 | 0 | 0 | 0 | 0 | 4429.3577 | -4429.3577 | -6327.6539 | 0 | -47398685.6909 | -47398.6857 | -1439960.0716 | -46962.3662
12 | 9 | 7 | -3.5 | 44.741 | 0.24 | 3517.928 | 0.31459 | 0 | 3517.928 | 0 | 0.88929 | 0 | 0 | 0 | 0 | 4446.4683 | -928.5403 | -1326.4862 | 0 | -47400012.1771 | -47400.0122 | -1440000.3699 | -46963.6804
12 | 9 | 8 | -3.3 | 252.5352 | 0.24 | 19856.537 | 0.30614 | 0 | 19856.537 | 0 | 0.90504 | 0 | 0 | 0 | 0 | 4525.1769 | 15331.3601 | 0 | 10731.952 | -47389280.225 | -47389.2802 | -1439674.3359 | -46953.0473
12 | 9 | 9 | -2 | 544.1 | 0.24 | 42781.9324 | 0.26855 | 0 | 42781.9324 | 0 | 0.87287 | 0 | 0 | 0 | 0 | 4364.3375 | 38417.5948 | 0 | 26892.3164 | -47362387.9086 | -47362.3879 | -1438857.3542 | -46926.4025
12 | 9 | 10 | -0.7 | 725.5553 | 0.24 | 57049.5451 | 0.26679 | 0 | 57049.5451 | 0 | 0.91074 | 0 | 0 | 0 | 0 | 4553.6946 | 52495.8505 | 0 | 36747.0954 | -47325640.8132 | -47325.6408 | -1437740.9867 | -46889.9937
12 | 9 | 11 | 0.6 | 836.2998 | 0.24 | 65757.2481 | 0.27694 | 0 | 65757.2481 | 0 | 1.2062 | 0 | 0 | 0 | 0 | 6030.9076 | 59726.3405 | 0 | 41808.4384 | -47283832.3749 | -47283.8324 | -1436470.857 | -46848.5701
12 | 9 | 12 | 1.7 | 822.1956 | 0.24 | 64648.2523 | 0.26943 | 0 | 64648.2523 | 0 | 1.49 | 0 | 0 | 0 | 0 | 7449.9447 | 57198.3076 | 0 | 40038.8153 | -47243793.5596 | -47243.7936 | -1435254.4879 | -46808.8999
12 | 9 | 13 | 2.8 | 754.5163 | 0.24 | 59326.7131 | 0.256 | 0 | 59326.7131 | 0 | 1.1387 | 0 | 0 | 0 | 0 | 5693.2589 | 53633.4542 | 0 | 37543.4179 | -47206250.1416 | -47206.2501 | -1434113.9284 | -46771.7021
12 | 9 | 14 | 3.9 | 675.4818 | 0.24 | 53112.3217 | 0.2507 | 0 | 53112.3217 | 0 | 0.82655 | 0 | 0 | 0 | 0 | 4132.7744 | 48979.5473 | 0 | 34285.6831 | -47171964.4585 | -47171.9645 | -1433072.338 | -46737.732
12 | 9 | 15 | 2.4 | 415.0889 | 0.24 | 32637.943 | 0.24603 | 0 | 32637.943 | 0 | 0.81697 | 0 | 0 | 0 | 0 | 4084.8648 | 28553.0782 | 0 | 19987.1548 | -47151977.3038 | -47151.9773 | -1432465.1333 | -46717.9288
12 | 9 | 16 | 0.9 | 106.1939 | 0.24 | 8349.9018 | 0.24426 | 0 | 8349.9018 | 0 | 1.1081 | 0 | 0 | 0 | 0 | 5540.4044 | 2809.4974 | 0 | 1966.6482 | -47150010.6556 | -47150.0107 | -1432405.387 | -46715.9803
12 | 9 | 17 | -0.6 | 8.0211 | 0.24 | 630.6933 | 0.25978 | 0 | 630.6933 | 0 | 1.9244 | 0 | 0 | 0 | 0 | 9621.8471 | -8991.1538 | -12844.5054 | 0 | -47162855.161 | -47162.8552 | -1432795.5998 | -46728.7065
12 | 9 | 18 | -0.8 | 0 | 0.24 | 0 | 0.25246 | 0 | 0 | 0 | 3.3737 | 0 | 0 | 0 | 0 | 16868.7463 | -16868.7463 | -24098.209 | 0 | -47186953.37 | -47186.9534 | -1433527.6973 | -46752.5829
12 | 9 | 19 | -0.9 | 0 | 0.24 | 0 | 0.23004 | 0 | 0 | 0 | 3.6188 | 0 | 0 | 0 | 0 | 18093.8635 | -18093.8635 | -25848.3765 | 0 | -47212801.7465 | -47212.8017 | -1434312.9644 | -46778.1933
12 | 9 | 20 | -1.1 | 0 | 0.24 | 0 | 0.2324 | 0 | 0 | 0 | 3.5713 | 0 | 0 | 0 | 0 | 17856.5969 | -17856.5969 | -25509.4241 | 0 | -47238311.1706 | -47238.3112 | -1435087.9343 | -46803.468
12 | 9 | 21 | -2 | 0 | 0.24 | 0 | 0.26526 | 0 | 0 | 0 | 3.5939 | 0 | 0 | 0 | 0 | 17969.5267 | -17969.5267 | -25670.7524 | 0 | -47263981.923 | -47263.9819 | -1435867.8053 | -46828.9024
12 | 9 | 22 | -3 | 0 | 0.24 | 0 | 0.26187 | 0 | 0 | 0 | 3.6233 | 0 | 0 | 0 | 0 | 18116.6776 | -18116.6776 | -25880.968 | 0 | -47289862.891 | -47289.8629 | -1436654.0625 | -46854.5451
12 | 9 | 23 | -3.9 | 0 | 0.24 | 0 | 0.26224 | 0 | 0 | 0 | 3.0489 | 0 | 0 | 0 | 0 | 15244.3823 | -15244.3823 | -21777.689 | 0 | -47311640.58 | -47311.6406 | -1437315.6632 | -46876.1223
12 | 10 | 0 | -4.3 | 0 | 0.24 | 0 | 0.23996 | 0 | 0 | 0 | 1.5888 | 0 | 0 | 0 | 0 | 7943.87 | -7943.87 | -11348.3857 | 0 | -47322988.9657 | -47322.989 | -1437660.4243 | -46887.3663
12 | 10 | 1 | -4.6 | 0 | 0.24 | 0 | 0.24094 | 0 | 0 | 0 | 1.132 | 0 | 0 | 0 | 0 | 5660.1785 | -5660.1785 | -8085.9692 | 0 | -47331074.9349 | -47331.0749 | -1437906.074 | -46895.3778
12 | 10 | 2 | -5 | 0 | 0.24 | 0 | 0.22957 | 0 | 0 | 0 | 1.148 | 0 | 0 | 0 | 0 | 5740.0278 | -5740.0278 | -8200.0397 | 0 | -47339274.9747 | -47339.275 | -1438155.1891 | -46903.5024
12 | 10 | 3 | -5.2 | 0 | 0.24 | 0 | 0.19637 | 0 | 0 | 0 | 1.1263 | 0 | 0 | 0 | 0 | 5631.6608 | -5631.6608 | -8045.2298 | 0 | -47347320.2044 | -47347.3202 | -1438399.6011 | -46911.4735
12 | 10 | 4 | -5.4 | 0 | 0.24 | 0 | 0.18926 | 0 | 0 | 0 | 1.1222 | 0 | 0 | 0 | 0 | 5611.1281 | -5611.1281 | -8015.8974 | 0 | -47355336.1018 | -47355.3361 | -1438643.1221 | -46919.4156
12 | 10 | 5 | -5.6 | 0 | 0.24 | 0 | 0.1874 | 0 | 0 | 0 | 1.1469 | 0 | 0 | 0 | 0 | 5734.3243 | -5734.3243 | -8191.8918 | 0 | -47363527.9936 | -47363.528 | -1438891.9897 | -46927.5321
12 | 10 | 6 | -4.1 | 0 | 0.24 | 0 | 0.19187 | 0 | 0 | 0 | 1.2014 | 0 | 0 | 0 | 0 | 6006.9528 | -6006.9528 | -8581.3611 | 0 | -47372109.3548 | -47372.1094 | -1439152.6893 | -46936.0345
12 | 10 | 7 | -2.6 | 20.0655 | 0.24 | 1577.726 | 0.19253 | 0 | 1577.726 | 0 | 1.1713 | 0 | 0 | 0 | 0 | 5856.3797 | -4278.6538 | -6112.3625 | 0 | -47378221.7173 | -47378.2217 | -1439338.3813 | -46942.0906
12 | 10 | 8 | -1.1 | 141.6394 | 0.24 | 11136.9337 | 0.19126 | 0 | 11136.9337 | 0 | 1.2358 | 0 | 0 | 0 | 0 | 6179.1993 | 4957.7344 | 0 | 3470.4141 | -47374751.3032 | -47374.7513 | -1439232.951 | -46938.6521
12 | 10 | 9 | 1.9 | 478.9065 | 0.24 | 37655.8456 | 0.16605 | 0 | 37655.8456 | 0 | 1.26 | 0 | 0 | 0 | 0 | 6300.114 | 31355.7316 | 0 | 21949.0121 | -47352802.291 | -47352.8023 | -1438566.1455 | -46916.9051
12 | 10 | 10 | 4.8 | 714.8183 | 0.24 | 56205.3039 | 0.13964 | 0 | 56205.3039 | 0 | 1.2954 | 0 | 0 | 0 | 0 | 6476.9233 | 49728.3806 | 0 | 34809.8665 | -47317992.4246 | -47317.9924 | -1437508.6306 | -46882.4157
12 | 10 | 11 | 7.8 | 800.8004 | 0.24 | 62965.9771 | 0.11352 | 0 | 62965.9771 | 0 | 1.3978 | 0 | 0 | 0 | 0 | 6989.0998 | 55976.8772 | 0 | 39183.8141 | -47278808.6105 | -47278.8086 | -1436318.2363 | -46843.5926
12 | 10 | 12 | 8.2 | 829.524 | 0.24 | 65224.4759 | 0.11435 | 0 | 65224.4759 | 0 | 1.6743 | 0 | 0 | 0 | 0 | 8371.6344 | 56852.8415 | 0 | 39796.9891 | -47239011.6214 | -47239.0116 | -1435109.2138 | -46804.162
12 | 10 | 13 | 8.5 | 787.2404 | 0.24 | 61899.7707 | 0.10921 | 0 | 61899.7707 | 0 | 1.5251 | 0 | 0 | 0 | 0 | 7625.6133 | 54274.1574 | 0 | 37991.9102 | -47201019.7112 | -47201.0197 | -1433955.0292 | -46766.5198
12 | 10 | 14 | 8.9 | 664.238 | 0.24 | 52228.2329 | 0.10352 | 0 | 52228.2329 | 0 | 1.2155 | 0 | 0 | 0 | 0 | 6077.6765 | 46150.5564 | 0 | 32305.3895 | -47168714.3217 | -47168.7143 | -1432973.5996 | -46734.5118
12 | 10 | 15 | 7.4 | 359.0774 | 0.24 | 28233.8235 | 0.10427 | 0 | 28233.8235 | 0 | 1.2625 | 0 | 0 | 0 | 0 | 6312.6618 | 21921.1618 | 0 | 15344.8132 | -47153369.5085 | -47153.3695 | -1432507.4281 | -46719.3082
12 | 10 | 16 | 5.9 | 214.9322 | 0.24 | 16899.8633 | 0.10393 | 0 | 16899.8633 | 0 | 1.3871 | 0 | 0 | 0 | 0 | 6935.4867 | 9964.3766 | 0 | 6975.0636 | -47146394.4449 | -47146.3944 | -1432295.5274 | -46712.3973
12 | 10 | 17 | 4.4 | 19.8136 | 0.24 | 1557.9227 | 0.11136 | 0 | 1557.9227 | 0 | 2.0781 | 0 | 0 | 0 | 0 | 10390.6823 | -8832.7596 | -12618.228 | 0 | -47159012.6729 | -47159.0127 | -1432678.866 | -46724.8994
12 | 10 | 18 | 3.3 | 0 | 0.24 | 0 | 0.14358 | 0 | 0 | 0 | 3.1671 | 0 | 0 | 0 | 0 | 15835.2675 | -15835.2675 | -22621.8107 | 0 | -47181634.4836 | -47181.6345 | -1433366.1109 | -46747.313
12 | 10 | 19 | 2.2 | 0 | 0.24 | 0 | 0.20964 | 0 | 0 | 0 | 3.1682 | 0 | 0 | 0 | 0 | 15840.971 | -15840.971 | -22629.9586 | 0 | -47204264.4423 | -47204.2644 | -1434053.6033 | -46769.7346
12 | 10 | 20 | 1.1 | 0 | 0.24 | 0 | 0.24822 | 0 | 0 | 0 | 3.0578 | 0 | 0 | 0 | 0 | 15288.8698 | -15288.8698 | -21841.2426 | 0 | -47226105.6848 | -47226.1057 | -1434717.1347 | -46791.3748
12 | 10 | 21 | 0.4 | 0 | 0.24 | 0 | 0.2952 | 0 | 0 | 0 | 3.0776 | 0 | 0 | 0 | 0 | 15388.1111 | -15388.1111 | -21983.0159 | 0 | -47248088.7008 | -47248.0887 | -1435384.9732 | -46813.1555
12 | 10 | 22 | -0.4 | 0 | 0.24 | 0 | 0.32999 | 0 | 0 | 0 | 3.1157 | 0 | 0 | 0 | 0 | 15578.6089 | -15578.6089 | -22255.1556 | 0 | -47270343.8563 | -47270.3439 | -1436061.0792 | -46835.2058
12 | 10 | 23 | -1.1 | 0 | 0.24 | 0 | 0.36491 | 0 | 0 | 0 | 2.7742 | 0 | 0 | 0 | 0 | 13870.9734 | -13870.9734 | -19815.6763 | 0 | -47290159.5326 | -47290.1595 | -1436663.0744 | -46854.839
12 | 11 | 0 | -1.7 | 0 | 0.24 | 0 | 0.39165 | 0 | 0 | 0 | 1.6209 | 0 | 0 | 0 | 0 | 8104.7094 | -8104.7094 | -11578.1563 | 0 | -47301737.6889 | -47301.7377 | -1437014.8159 | -46866.3106
12 | 11 | 1 | -2.2 | 0 | 0.24 | 0 | 0.42327 | 0 | 0 | 0 | 1.1434 | 0 | 0 | 0 | 0 | 5717.2137 | -5717.2137 | -8167.4482 | 0 | -47309905.1371 | -47309.9051 | -1437262.9409 | -46874.4029
12 | 11 | 2 | -2.8 | 0 | 0.24 | 0 | 0.43908 | 0 | 0 | 0 | 0.99538 | 0 | 0 | 0 | 0 | 4976.8961 | -4976.8961 | -7109.8516 | 0 | -47317014.9887 | -47317.015 | -1437478.9364 | -46881.4473
12 | 11 | 3 | -3.2 | 0 | 0.24 | 0 | 0.4574 | 0 | 0 | 0 | 0.85553 | 0 | 0 | 0 | 0 | 4277.6439 | -4277.6439 | -6110.9199 | 0 | -47323125.9086 | -47323.1259 | -1437664.5846 | -46887.5019
12 | 11 | 4 | -3.5 | 0 | 0.24 | 0 | 0.4716 | 0 | 0 | 0 | 0.85302 | 0 | 0 | 0 | 0 | 4265.0962 | -4265.0962 | -6092.9946 | 0 | -47329218.9032 | -47329.2189 | -1437849.6882 | -46893.5388
12 | 11 | 5 | -3.9 | 0 | 0.24 | 0 | 0.46217 | 0 | 0 | 0 | 0.9518 | 0 | 0 | 0 | 0 | 4759.0215 | -4759.0215 | -6798.6021 | 0 | -47336017.5053 | -47336.0175 | -1438056.228 | -46900.2749
12 | 11 | 6 | -2.4 | 0 | 0.24 | 0 | 0.47217 | 0 | 0 | 0 | 1.0823 | 0 | 0 | 0 | 0 | 5411.5048 | -5411.5048 | -7730.7211 | 0 | -47343748.2264 | -47343.7482 | -1438291.0854 | -46907.9344
12 | 11 | 7 | -0.9 | 7.315 | 0.24 | 575.1685 | 0.47503 | 0 | 575.1685 | 0 | 1.0337 | 0 | 0 | 0 | 0 | 5168.5346 | -4593.3661 | -6561.9516 | 0 | -47350310.178 | -47350.3102 | -1438490.4358 | -46914.436
12 | 11 | 8 | 0.6 | 69.9027 | 0.24 | 5496.3651 | 0.47014 | 0 | 5496.3651 | 0 | 1.1742 | 0 | 0 | 0 | 0 | 5871.2089 | -374.8438 | -535.4911 | 0 | -47350845.6691 | -47350.8457 | -1438506.7039 | -46914.9665
12 | 11 | 9 | 3.4 | 91.2667 | 0.24 | 7176.1885 | 0.44335 | 0 | 7176.1885 | 0 | 1.3107 | 0 | 0 | 0 | 0 | 6553.3505 | 622.838 | 0 | 435.9866 | -47350409.6825 | -47350.4097 | -1438493.4587 | -46914.5346
12 | 11 | 10 | 6.1 | 228.3625 | 0.24 | 17955.8677 | 0.41601 | 0 | 17955.8677 | 0 | 1.2434 | 0 | 0 | 0 | 0 | 6216.8425 | 11739.0252 | 0 | 8217.3176 | -47342192.3649 | -47342.1924 | -1438243.8187 | -46906.3929
12 | 11 | 11 | 8.9 | 181.4996 | 0.24 | 14271.0925 | 0.42669 | 0 | 14271.0925 | 0 | 1.4861 | 0 | 0 | 0 | 0 | 7430.5527 | 6840.5398 | 0 | 4788.3778 | -47337403.987 | -47337.404 | -1438098.349 | -46901.6486
12 | 11 | 12 | 10.4 | 178.2318 | 0.24 | 14014.1528 | 0.46278 | 0 | 14014.1528 | 0 | 1.9221 | 0 | 0 | 0 | 0 | 9610.4401 | 4403.7128 | 0 | 3082.5989 | -47334321.3881 | -47334.3214 | -1438004.7004 | -46898.5944
12 | 11 | 13 | 11.8 | 182.2629 | 0.24 | 14331.1157 | 0.48586 | 0 | 14331.1157 | 0 | 1.495 | 0 | 0 | 0 | 0 | 7475.0402 | 6856.0755 | 0 | 4799.2528 | -47329522.1353 | -47329.5221 | -1437858.9003 | -46893.8393
12 | 11 | 14 | 13.3 | 97.0222 | 0.24 | 7628.7409 | 0.50774 | 0 | 7628.7409 | 0 | 1.1879 | 0 | 0 | 0 | 0 | 5939.6512 | 1689.0897 | 0 | 1182.3628 | -47328339.7725 | -47328.3398 | -1437822.9804 | -46892.6678
12 | 11 | 15 | 11.8 | 109.4124 | 0.24 | 8602.9624 | 0.50866 | 0 | 8602.9624 | 0 | 1.2066 | 0 | 0 | 0 | 0 | 6033.189 | 2569.7733 | 0 | 1798.8413 | -47326540.9311 | -47326.5409 | -1437768.3321 | -46890.8855
12 | 11 | 16 | 10.4 | 75.8241 | 0.24 | 5961.9593 | 0.50456 | 0 | 5961.9593 | 0 | 1.438 | 0 | 0 | 0 | 0 | 7189.8639 | -1227.9047 | -1754.1495 | 0 | -47328295.0807 | -47328.2951 | -1437821.6227 | -46892.6235
12 | 11 | 17 | 8.9 | 4.7281 | 0.24 | 371.7685 | 0.47992 | 0 | 371.7685 | 0 | 2.2634 | 0 | 0 | 0 | 0 | 11316.9348 | -10945.1663 | -15635.9518 | 0 | -47343931.0325 | -47343.931 | -1438296.639 | -46908.1155
12 | 11 | 18 | 7 | 0 | 0.24 | 0 | 0.51844 | 0 | 0 | 0 | 2.9072 | 0 | 0 | 0 | 0 | 14536.0045 | -14536.0045 | -20765.7207 | 0 | -47364696.7532 | -47364.6968 | -1438927.4963 | -46928.6901
12 | 11 | 19 | 5.2 | 0 | 0.24 | 0 | 0.5805 | 0 | 0 | 0 | 3.0258 | 0 | 0 | 0 | 0 | 15129.1711 | -15129.1711 | -21613.1016 | 0 | -47386309.8547 | -47386.3099 | -1439584.0969 | -46950.1043
12 | 11 | 20 | 3.3 | 0 | 0.24 | 0 | 0.64185 | 0 | 0 | 0 | 3.0769 | 0 | 0 | 0 | 0 | 15384.689 | -15384.689 | -21978.1272 | 0 | -47408287.9819 | -47408.288 | -1440251.7868 | -46971.8801
12 | 11 | 21 | 3.1 | 0 | 0.24 | 0 | 0.6595 | 0 | 0 | 0 | 3.2291 | 0 | 0 | 0 | 0 | 16145.5393 | -16145.5393 | -23065.0561 | 0 | -47431353.0381 | -47431.353 | -1440952.4974 | -46994.7328
12 | 11 | 22 | 3 | 0 | 0.24 | 0 | 0.65507 | 0 | 0 | 0 | 3.2065 | 0 | 0 | 0 | 0 | 16032.6095 | -16032.6095 | -22903.7279 | 0 | -47454256.7659 | -47454.2568 | -1441648.3068 | -47017.4257
12 | 11 | 23 | 2.8 | 0 | 0.24 | 0 | 0.6666 | 0 | 0 | 0 | 2.8926 | 0 | 0 | 0 | 0 | 14462.9993 | -14462.9993 | -20661.4276 | 0 | -47474918.1936 | -47474.9182 | -1442275.9958 | -47037.8969
12 | 12 | 0 | 1.7 | 0 | 0.24 | 0 | 0.64103 | 0 | 0 | 0 | 2.0966 | 0 | 0 | 0 | 0 | 10483.0794 | -10483.0794 | -14975.8277 | 0 | -47489894.0213 | -47489.894 | -1442730.9576 | -47052.7349
12 | 12 | 1 | 0.5 | 0 | 0.24 | 0 | 0.61274 | 0 | 0 | 0 | 1.4049 | 0 | 0 | 0 | 0 | 7024.4617 | -7024.4617 | -10034.9453 | 0 | -47499928.9666 | -47499.929 | -1443035.8167 | -47062.6775
12 | 12 | 2 | -0.6 | 0 | 0.24 | 0 | 0.59419 | 0 | 0 | 0 | 1.2637 | 0 | 0 | 0 | 0 | 6318.3653 | -6318.3653 | -9026.2361 | 0 | -47508955.2027 | -47508.9552 | -1443310.0315 | -47071.6206
12 | 12 | 3 | -1 | 0 | 0.24 | 0 | 0.54889 | 0 | 0 | 0 | 1.2399 | 0 | 0 | 0 | 0 | 6199.732 | -6199.732 | -8856.7599 | 0 | -47517811.9626 | -47517.812 | -1443579.0976 | -47080.3959
12 | 12 | 4 | -1.3 | 0 | 0.24 | 0 | 0.52435 | 0 | 0 | 0 | 1.2461 | 0 | 0 | 0 | 0 | 6230.531 | -6230.531 | -8900.7586 | 0 | -47526712.7212 | -47526.7127 | -1443849.5004 | -47089.2147
12 | 12 | 5 | -1.7 | 0 | 0.24 | 0 | 0.49844 | 0 | 0 | 0 | 1.1747 | 0 | 0 | 0 | 0 | 5873.4903 | -5873.4903 | -8390.7004 | 0 | -47535103.4216 | -47535.1034 | -1444104.4077 | -47097.5281
12 | 12 | 6 | -0.4 | 0 | 0.24 | 0 | 0.44305 | 0 | 0 | 0 | 1.0933 | 0 | 0 | 0 | 0 | 5466.2586 | -5466.2586 | -7808.9409 | 0 | -47542912.3625 | -47542.9124 | -1444341.6414 | -47105.2652
12 | 12 | 7 | 0.9 | 1.6444 | 0.24 | 129.3007 | 0.42384 | 0 | 129.3007 | 0 | 1.1028 | 0 | 0 | 0 | 0 | 5514.1682 | -5384.8675 | -7692.6679 | 0 | -47550605.0304 | -47550.605 | -1444575.3427 | -47112.887
12 | 12 | 8 | 2.2 | 22.2 | 0.24 | 1745.5594 | 0.37484 | 0 | 1745.5594 | 0 | 1.0013 | 0 | 0 | 0 | 0 | 5006.5545 | -3260.9951 | -4658.5644 | 0 | -47555263.5948 | -47555.2636 | -1444716.8687 | -47117.5027
12 | 12 | 9 | 6.3 | 55.0889 | 0.24 | 4331.5732 | 0.29552 | 0 | 4331.5732 | 0 | 0.96572 | 0 | 0 | 0 | 0 | 4828.6045 | -497.0313 | -710.0447 | 0 | -47555973.6395 | -47555.9736 | -1444738.4397 | -47118.2062
12 | 12 | 10 | 10.3 | 75.6444 | 0.24 | 5947.8319 | 0.23099 | 0 | 5947.8319 | 0 | 1.0171 | 0 | 0 | 0 | 0 | 5085.2631 | 862.5688 | 0 | 603.7981 | -47555369.8413 | -47555.3698 | -1444720.0964 | -47117.608
12 | 12 | 11 | 14.4 | 165.735 | 0.24 | 13031.5404 | 0.20524 | 0 | 13031.5404 | 0 | 1.2493 | 0 | 0 | 0 | 0 | 6246.5009 | 6785.0396 | 0 | 4749.5277 | -47550620.3136 | -47550.6203 | -1444575.807 | -47112.9022
12 | 12 | 12 | 15 | 83.0444 | 0.24 | 6529.685 | 0.18857 | 0 | 6529.685 | 0 | 1.636 | 0 | 0 | 0 | 0 | 8179.9959 | -1650.3109 | -2357.587 | 0 | -47552977.9007 | -47552.9779 | -1444647.4299 | -47115.2381
12 | 12 | 13 | 15.5 | 116.7556 | 0.24 | 9180.3492 | 0.16849 | 0 | 9180.3492 | 0 | 1.3339 | 0 | 0 | 0 | 0 | 6669.7024 | 2510.6468 | 0 | 1757.4528 | -47551220.4479 | -47551.2204 | -1444594.0389 | -47113.4968
12 | 12 | 14 | 16.1 | 125.7018 | 0.24 | 9883.7782 | 0.17628 | 0 | 9883.7782 | 0 | 0.97006 | 0 | 0 | 0 | 0 | 4850.2779 | 5033.5003 | 0 | 3523.4502 | -47547696.9977 | -47547.697 | -1444486.9974 | -47110.0058
12 | 12 | 15 | 15.4 | 81.4 | 0.24 | 6400.3843 | 0.16973 | 0 | 6400.3843 | 0 | 0.91005 | 0 | 0 | 0 | 0 | 4550.2724 | 1850.1119 | 0 | 1295.0783 | -47546401.9193 | -47546.4019 | -1444447.6532 | -47108.7226
12 | 12 | 16 | 14.6 | 78.0701 | 0.24 | 6138.5553 | 0.18156 | 0 | 6138.5553 | 0 | 0.99333 | 0 | 0 | 0 | 0 | 4966.6298 | 1171.9255 | 0 | 820.3478 | -47545581.5715 | -47545.5816 | -1444422.7313 | -47107.9098
12 | 12 | 17 | 13.9 | 5.3099 | 0.24 | 417.5082 | 0.22481 | 0 | 417.5082 | 0 | 0.97804 | 0 | 0 | 0 | 0 | 4890.2026 | -4472.6944 | -6389.5634 | 0 | -47551971.1349 | -47551.9711 | -1444616.8446 | -47114.2406
12 | 12 | 18 | 11.1 | 0 | 0.24 | 0 | 0.31537 | 0 | 0 | 0 | 1.1245 | 0 | 0 | 0 | 0 | 5622.5352 | -5622.5352 | -8032.1931 | 0 | -47560003.3281 | -47560.0033 | -1444860.8606 | -47122.1988
12 | 12 | 19 | 8.4 | 0 | 0.24 | 0 | 0.41185 | 0 | 0 | 0 | 2.0478 | 0 | 0 | 0 | 0 | 10238.9685 | -10238.9685 | -14627.0979 | 0 | -47574630.426 | -47574.6304 | -1445305.2281 | -47136.6913
12 | 12 | 20 | 5.6 | 0 | 0.24 | 0 | 0.42757 | 0 | 0 | 0 | 3.1442 | 0 | 0 | 0 | 0 | 15721.197 | -15721.197 | -22458.8529 | 0 | -47597089.2789 | -47597.0893 | -1445987.5224 | -47158.9434
12 | 12 | 21 | 5 | 0 | 0.24 | 0 | 0.4556 | 0 | 0 | 0 | 3.4162 | 0 | 0 | 0 | 0 | 17080.9174 | -17080.9174 | -24401.3106 | 0 | -47621490.5895 | -47621.4906 | -1446728.828 | -47183.1201
12 | 12 | 22 | 4.5 | 0 | 0.24 | 0 | 0.46599 | 0 | 0 | 0 | 3.2695 | 0 | 0 | 0 | 0 | 16347.4441 | -16347.4441 | -23353.4916 | 0 | -47644844.081 | -47644.8441 | -1447438.3012 | -47206.2586
12 | 12 | 23 | 3.9 | 0 | 0.24 | 0 | 0.48399 | 0 | 0 | 0 | 2.3384 | 0 | 0 | 0 | 0 | 11692.2268 | -11692.2268 | -16703.1811 | 0 | -47661547.2622 | -47661.5473 | -1447945.7396 | -47222.808
12 | 13 | 0 | 3.2 | 0 | 0.24 | 0 | 0.49798 | 0 | 0 | 0 | 1.1076 | 0 | 0 | 0 | 0 | 5538.123 | -5538.123 | -7911.6043 | 0 | -47669458.8665 | -47669.4589 | -1448186.0921 | -47230.6468
12 | 13 | 1 | 2.4 | 0 | 0.24 | 0 | 0.49494 | 0 | 0 | 0 | 0.76633 | 0 | 0 | 0 | 0 | 3831.6283 | -3831.6283 | -5473.7547 | 0 | -47674932.6211 | -47674.9326 | -1448352.3834 | -47236.0702
12 | 13 | 2 | 1.7 | 0 | 0.24 | 0 | 0.48862 | 0 | 0 | 0 | 0.79827 | 0 | 0 | 0 | 0 | 3991.327 | -3991.327 | -5701.8957 | 0 | -47680634.5168 | -47680.6345 | -1448525.6056 | -47241.7196
12 | 13 | 3 | 1.1 | 0 | 0.24 | 0 | 0.47166 | 0 | 0 | 0 | 0.84709 | 0 | 0 | 0 | 0 | 4235.4379 | -4235.4379 | -6050.6255 | 0 | -47686685.1423 | -47686.6851 | -1448709.422 | -47247.7145
12 | 13 | 4 | 0.6 | 0 | 0.24 | 0 | 0.47166 | 0 | 0 | 0 | 0.82062 | 0 | 0 | 0 | 0 | 4103.1161 | -4103.1161 | -5861.5944 | 0 | -47692546.7367 | -47692.5467 | -1448887.4958 | -47253.5221
12 | 13 | 5 | 0 | 0 | 0.24 | 0 | 0.45722 | 0 | 0 | 0 | 0.93515 | 0 | 0 | 0 | 0 | 4675.75 | -4675.75 | -6679.6429 | 0 | -47699226.3796 | -47699.2264 | -1449090.4217 | -47260.1403
12 | 13 | 6 | 1.9 | 0 | 0.24 | 0 | 0.43782 | 0 | 0 | 0 | 1.0536 | 0 | 0 | 0 | 0 | 5267.7759 | -5267.7759 | -7525.3942 | 0 | -47706751.7738 | -47706.7518 | -1449319.0412 | -47267.5964
12 | 13 | 7 | 3.7 | 3.2889 | 0.24 | 258.6014 | 0.47928 | 0 | 258.6014 | 0 | 0.9826 | 0 | 0 | 0 | 0 | 4913.0167 | -4654.4153 | -6649.1647 | 0 | -47713400.9384 | -47713.4009 | -1449521.0412 | -47274.1844
12 | 13 | 8 | 5.6 | 42.7556 | 0.24 | 3361.818 | 0.48739 | 0 | 3361.818 | 0 | 0.91393 | 0 | 0 | 0 | 0 | 4569.6644 | -1207.8464 | -1725.4949 | 0 | -47715126.4333 | -47715.1264 | -1449573.4613 | -47275.894
12 | 13 | 9 | 7.3 | 106.5739 | 0.24 | 8379.7757 | 0.47004 | 0 | 8379.7757 | 0 | 0.93629 | 0 | 0 | 0 | 0 | 4681.4535 | 3698.3221 | 0 | 2588.8255 | -47712537.6078 | -47712.5376 | -1449494.8134 | -47273.329
12 | 13 | 10 | 8.9 | 225.6897 | 0.24 | 17745.7099 | 0.42312 | 0 | 17745.7099 | 0 | 0.90047 | 0 | 0 | 0 | 0 | 4502.3628 | 13243.3471 | 0 | 9270.343 | -47703267.2648 | -47703.2673 | -1449213.1827 | -47264.144
12 | 13 | 11 | 10.6 | 700.7447 | 0.24 | 55098.7139 | 0.40771 | 0 | 55098.7139 | 0 | 1.064 | 0 | 0 | 0 | 0 | 5320.2484 | 49778.4655 | 0 | 34844.9259 | -47668422.3389 | -47668.4223 | -1448154.6027 | -47229.6198
12 | 13 | 12 | 12.1 | 807.5864 | 0.24 | 63499.5504 | 0.44545 | 0 | 63499.5504 | 0 | 1.3846 | 0 | 0 | 0 | 0 | 6922.939 | 56576.6114 | 0 | 39603.628 | -47628818.7109 | -47628.8187 | -1446951.4545 | -47190.3807
12 | 13 | 13 | 13.5 | 782.3822 | 0.24 | 61517.7766 | 0.45654 | 0 | 61517.7766 | 0 | 1.1293 | 0 | 0 | 0 | 0 | 5646.49 | 55871.2866 | 0 | 39109.9006 | -47589708.8103 | -47589.7088 | -1445763.3056 | -47151.6309
12 | 13 | 14 | 15 | 630.9122 | 0.24 | 49607.8679 | 0.49381 | 0 | 49607.8679 | 0 | 0.84047 | 0 | 0 | 0 | 0 | 4202.3574 | 45405.5105 | 0 | 31783.8574 | -47557924.9529 | -47557.925 | -1444797.7201 | -47120.1396
12 | 13 | 15 | 13 | 526.4664 | 0.24 | 41395.4175 | 0.51192 | 0 | 41395.4175 | 0 | 0.82519 | 0 | 0 | 0 | 0 | 4125.9302 | 37269.4874 | 0 | 26088.6412 | -47531836.3118 | -47531.8363 | -1444005.1538 | -47094.2911
12 | 13 | 16 | 10.9 | 272.6185 | 0.24 | 21435.6673 | 0.5035 | 0 | 21435.6673 | 0 | 0.82199 | 0 | 0 | 0 | 0 | 4109.9603 | 17325.707 | 0 | 12127.9949 | -47519708.3169 | -47519.7083 | -1443636.7084 | -47082.2747
12 | 13 | 17 | 8.9 | 27.326 | 0.24 | 2148.6121 | 0.46293 | 0 | 2148.6121 | 0 | 1.4368 | 0 | 0 | 0 | 0 | 7184.1604 | -5035.5483 | -7193.6405 | 0 | -47526901.9574 | -47526.902 | -1443855.2493 | -47089.4022
12 | 13 | 18 | 8.3 | 0 | 0.24 | 0 | 0.46906 | 0 | 0 | 0 | 2.8942 | 0 | 0 | 0 | 0 | 14470.9843 | -14470.9843 | -20672.8347 | 0 | -47547574.7921 | -47547.5748 | -1444483.2848 | -47109.8847
12 | 13 | 19 | 7.8 | 0 | 0.24 | 0 | 0.47692 | 0 | 0 | 0 | 3.2887 | 0 | 0 | 0 | 0 | 16443.2633 | -16443.2633 | -23490.3762 | 0 | -47571065.1682 | -47571.0652 | -1445196.9165 | -47133.1588
12 | 13 | 20 | 7.2 | 0 | 0.24 | 0 | 0.48865 | 0 | 0 | 0 | 3.1728 | 0 | 0 | 0 | 0 | 15863.7851 | -15863.7851 | -22662.5502 | 0 | -47593727.7185 | -47593.7277 | -1445885.399 | -47155.6128
12 | 13 | 21 | 6.3 | 0 | 0.24 | 0 | 0.52776 | 0 | 0 | 0 | 3.157 | 0 | 0 | 0 | 0 | 15785.0765 | -15785.0765 | -22550.1093 | 0 | -47616277.8277 | -47616.2778 | -1446570.4657 | -47177.9553
12 | 13 | 22 | 5.3 | 0 | 0.24 | 0 | 0.53371 | 0 | 0 | 0 | 3.209 | 0 | 0 | 0 | 0 | 16045.1573 | -16045.1573 | -22921.6532 | 0 | -47639199.481 | -47639.1995 | -1447266.8197 | -47200.666
12 | 13 | 23 | 4.4 | 0 | 0.24 | 0 | 0.5516 | 0 | 0 | 0 | 2.8201 | 0 | 0 | 0 | 0 | 14100.2551 | -14100.2551 | -20143.2216 | 0 | -47659342.7026 | -47659.3427 | -1447878.7656 | -47220.6238
12 | 14 | 0 | 4.2 | 0 | 0.24 | 0 | 0.55041 | 0 | 0 | 0 | 1.5431 | 0 | 0 | 0 | 0 | 7715.729 | -7715.729 | -11022.47 | 0 | -47670365.1725 | -47670.3652 | -1448213.6255 | -47231.5448
12 | 14 | 1 | 4.1 | 0 | 0.24 | 0 | 0.52242 | 0 | 0 | 0 | 0.88519 | 0 | 0 | 0 | 0 | 4425.9356 | -4425.9356 | -6322.7651 | 0 | -47676687.9377 | -47676.6879 | -1448405.7095 | -47237.8093
12 | 14 | 2 | 3.9 | 0 | 0.24 | 0 | 0.51559 | 0 | 0 | 0 | 0.76564 | 0 | 0 | 0 | 0 | 3828.2062 | -3828.2062 | -5468.8659 | 0 | -47682156.8036 | -47682.1568 | -1448571.8523 | -47243.2278
12 | 14 | 3 | 3.5 | 0 | 0.24 | 0 | 0.50116 | 0 | 0 | 0 | 0.73256 | 0 | 0 | 0 | 0 | 3662.8039 | -3662.8039 | -5232.577 | 0 | -47687389.3806 | -47687.3894 | -1448730.8166 | -47248.4123
12 | 14 | 4 | 3.2 | 0 | 0.24 | 0 | 0.4819 | 0 | 0 | 0 | 0.76884 | 0 | 0 | 0 | 0 | 3844.176 | -3844.176 | -5491.68 | 0 | -47692881.0607 | -47692.8811 | -1448897.6525 | -47253.8534
12 | 14 | 5 | 2.8 | 0 | 0.24 | 0 | 0.48663 | 0 | 0 | 0 | 0.81036 | 0 | 0 | 0 | 0 | 4051.7843 | -4051.7843 | -5788.2633 | 0 | -47698669.324 | -47698.6693 | -1449073.4985 | -47259.5884
12 | 14 | 6 | 3 | 0 | 0.24 | 0 | 0.48996 | 0 | 0 | 0 | 0.80328 | 0 | 0 | 0 | 0 | 4016.4225 | -4016.4225 | -5737.7464 | 0 | -47704407.0704 | -47704.4071 | -1449247.8097 | -47265.2733
12 | 14 | 7 | 3.1 | 43.9655 | 0.24 | 3456.9574 | 0.49791 | 0 | 3456.9574 | 0 | 0.7969 | 0 | 0 | 0 | 0 | 3984.4827 | -527.5253 | -753.6076 | 0 | -47705160.678 | -47705.1607 | -1449270.7041 | -47266.02
12 | 14 | 8 | 3.3 | 271.2742 | 0.24 | 21329.9665 | 0.49902 | 0 | 21329.9665 | 0 | 0.8099 | 0 | 0 | 0 | 0 | 4049.5029 | 17280.4636 | 0 | 12096.3245 | -47693064.3536 | -47693.0644 | -1448903.2209 | -47254.035
12 | 14 | 9 | 5.2 | 407.6693 | 0.24 | 32054.5506 | 0.4763 | 0 | 32054.5506 | 0 | 0.81173 | 0 | 0 | 0 | 0 | 4058.6286 | 27995.922 | 0 | 19597.1454 | -47673467.2082 | -47673.4672 | -1448307.8646 | -47234.6182
12 | 14 | 10 | 7 | 660.0353 | 0.24 | 51897.7806 | 0.44474 | 0 | 51897.7806 | 0 | 0.8731 | 0 | 0 | 0 | 0 | 4365.4782 | 47532.3024 | 0 | 33272.6117 | -47640194.5965 | -47640.1946 | -1447297.051 | -47201.6519
12 | 14 | 11 | 8.9 | 807.1643 | 0.24 | 63466.3566 | 0.47033 | 0 | 63466.3566 | 0 | 1.1471 | 0 | 0 | 0 | 0 | 5735.465 | 57730.8916 | 0 | 40411.6241 | -47599782.9724 | -47599.783 | -1446069.3561 | -47161.6123
12 | 14 | 12 | 9.5 | 748.6565 | 0.24 | 58865.964 | 0.49131 | 0 | 58865.964 | 0 | 1.529 | 0 | 0 | 0 | 0 | 7645.0053 | 51220.9587 | 0 | 35854.6711 | -47563928.3012 | -47563.9283 | -1444980.1003 | -47126.0877
12 | 14 | 13 | 10 | 809.8663 | 0.24 | 63678.8191 | 0.50409 | 0 | 63678.8191 | 0 | 1.258 | 0 | 0 | 0 | 0 | 6289.8477 | 57388.9715 | 0 | 40172.28 | -47523756.0212 | -47523.756 | -1443759.6766 | -47086.2852
12 | 14 | 14 | 10.6 | 640.0134 | 0.24 | 50323.4823 | 0.52064 | 0 | 50323.4823 | 0 | 1.1464 | 0 | 0 | 0 | 0 | 5732.0429 | 44591.4394 | 0 | 31214.0076 | -47492542.0136 | -47492.542 | -1442811.4029 | -47055.3585
12 | 14 | 15 | 9.3 | 501.4606 | 0.24 | 39429.2424 | 0.49595 | 0 | 39429.2424 | 0 | 1.2555 | 0 | 0 | 0 | 0 | 6277.2999 | 33151.9425 | 0 | 23206.3598 | -47469335.6539 | -47469.3357 | -1442106.3996 | -47032.3658
12 | 14 | 16 | 8 | 254.5357 | 0.24 | 20013.8337 | 0.46136 | 0 | 20013.8337 | 0 | 1.2833 | 0 | 0 | 0 | 0 | 6416.4659 | 13597.3677 | 0 | 9518.1574 | -47459817.4964 | -47459.8175 | -1441817.2404 | -47022.9352
12 | 14 | 17 | 6.7 | 25.8344 | 0.24 | 2031.3269 | 0.38894 | 0 | 2031.3269 | 0 | 2.3193 | 0 | 0 | 0 | 0 | 11596.4076 | -9565.0806 | -13664.4009 | 0 | -47473481.8974 | -47473.4819 | -1442232.3614 | -47036.4739
12 | 14 | 18 | 6.3 | 0 | 0.24 | 0 | 0.39958 | 0 | 0 | 0 | 3.9916 | 0 | 0 | 0 | 0 | 19957.7756 | -19957.7756 | -28511.108 | 0 | -47501993.0053 | -47501.993 | -1443098.5217 | -47064.7225
12 | 14 | 19 | 6 | 0 | 0.24 | 0 | 0.44577 | 0 | 0 | 0 | 4.5583 | 0 | 0 | 0 | 0 | 22791.2869 | -22791.2869 | -32558.9813 | 0 | -47534551.9867 | -47534.552 | -1444087.6553 | -47096.9818
12 | 14 | 20 | 5.6 | 0 | 0.24 | 0 | 0.47324 | 0 | 0 | 0 | 4.5715 | 0 | 0 | 0 | 0 | 22857.4478 | -22857.4478 | -32653.4969 | 0 | -47567205.4835 | -47567.2055 | -1445079.6603 | -47129.3347
12 | 14 | 21 | 5 | 0 | 0.24 | 0 | 0.49476 | 0 | 0 | 0 | 4.5799 | 0 | 0 | 0 | 0 | 22899.6539 | -22899.6539 | -32713.7913 | 0 | -47599919.2748 | -47599.9193 | -1446073.497 | -47161.7473
12 | 14 | 22 | 4.5 | 0 | 0.24 | 0 | 0.50639 | 0 | 0 | 0 | 4.3491 | 0 | 0 | 0 | 0 | 21745.2604 | -21745.2604 | -31064.6577 | 0 | -47630983.9325 | -47630.9839 | -1447017.2334 | -47192.526
12 | 14 | 23 | 3.9 | 0 | 0.24 | 0 | 0.48805 | 0 | 0 | 0 | 3.4299 | 0 | 0 | 0 | 0 | 17149.3597 | -17149.3597 | -24499.0853 | 0 | -47655483.0179 | -47655.483 | -1447761.5094 | -47216.7996
12 | 15 | 0 | 3.2 | 0 | 0.24 | 0 | 0.45678 | 0 | 0 | 0 | 1.6239 | 0 | 0 | 0 | 0 | 8119.5386 | -8119.5386 | -11599.3408 | 0 | -47667082.3587 | -47667.0824 | -1448113.8944 | -47228.2922
12 | 15 | 1 | 2.4 | 0 | 0.24 | 0 | 0.44979 | 0 | 0 | 0 | 0.91393 | 0 | 0 | 0 | 0 | 4569.6644 | -4569.6644 | -6528.0921 | 0 | -47673610.4507 | -47673.6105 | -1448312.2162 | -47234.7602
12 | 15 | 2 | 1.7 | 0 | 0.24 | 0 | 0.42304 | 0 | 0 | 0 | 0.84138 | 0 | 0 | 0 | 0 | 4206.9202 | -4206.9202 | -6009.886 | 0 | -47679620.3368 | -47679.6203 | -1448494.795 | -47240.7147
12 | 15 | 3 | 1.9 | 0 | 0.24 | 0 | 0.40937 | 0 | 0 | 0 | 0.79849 | 0 | 0 | 0 | 0 | 3992.4677 | -3992.4677 | -5703.5253 | 0 | -47685323.862 | -47685.3239 | -1448668.0667 | -47246.3658
12 | 15 | 4 | 2 | 0 | 0.24 | 0 | 0.39711 | 0 | 0 | 0 | 0.79986 | 0 | 0 | 0 | 0 | 3999.3119 | -3999.3119 | -5713.3027 | 0 | -47691037.1647 | -47691.0372 | -1448841.6354 | -47252.0265
12 | 15 | 5 | 2.2 | 0 | 0.24 | 0 | 0.39444 | 0 | 0 | 0 | 0.93948 | 0 | 0 | 0 | 0 | 4697.4234 | -4697.4234 | -6710.6049 | 0 | -47697747.7696 | -47697.7478 | -1449045.5019 | -47258.6753
12 | 15 | 6 | 3.5 | 0 | 0.24 | 0 | 0.37923 | 0 | 0 | 0 | 1.127 | 0 | 0 | 0 | 0 | 5635.083 | -5635.083 | -8050.1185 | 0 | -47705797.8881 | -47705.7979 | -1449290.0624 | -47266.6513
12 | 15 | 7 | 4.8 | 31.8604 | 0.24 | 2505.1427 | 0.36841 | 0 | 2505.1427 | 0 | 1.0504 | 0 | 0 | 0 | 0 | 5251.8061 | -2746.6634 | -3923.8048 | 0 | -47709721.6929 | -47709.7217 | -1449409.2666 | -47270.539
12 | 15 | 8 | 6.1 | 204.5343 | 0.24 | 16082.288 | 0.3652 | 0 | 16082.288 | 0 | 0.93401 | 0 | 0 | 0 | 0 | 4670.0465 | 11412.2415 | 0 | 7988.5691 | -47701733.1239 | -47701.7331 | -1449166.5759 | -47262.624
12 | 15 | 9 | 9.1 | 525.2706 | 0.24 | 41301.3932 | 0.30375 | 0 | 41301.3932 | 0 | 0.92967 | 0 | 0 | 0 | 0 | 4648.3731 | 36653.0201 | 0 | 25657.1141 | -47676076.0098 | -47676.076 | -1448387.1193 | -47237.203
12 | 15 | 10 | 12 | 728.0758 | 0.24 | 57247.7271 | 0.24653 | 0 | 57247.7271 | 0 | 0.92329 | 0 | 0 | 0 | 0 | 4616.4333 | 52631.2938 | 0 | 36841.9056 | -47639234.1041 | -47639.2341 | -1447267.8715 | -47200.7003
12 | 15 | 11 | 15 | 843.5571 | 0.24 | 66327.8788 | 0.25214 | 0 | 66327.8788 | 0 | 1.1209 | 0 | 0 | 0 | 0 | 5604.2839 | 60723.5949 | 0 | 42506.5164 | -47596727.5877 | -47596.7276 | -1445976.5343 | -47158.585
12 | 15 | 12 | 16.3 | 804.1239 | 0.24 | 63227.2975 | 0.307 | 0 | 63227.2975 | 0 | 1.4793 | 0 | 0 | 0 | 0 | 7396.3316 | 55830.966 | 0 | 39081.6762 | -47557645.9115 | -47557.6459 | -1444789.2429 | -47119.8631
12 | 15 | 13 | 17.6 | 833.4633 | 0.24 | 65534.222 | 0.34538 | 0 | 65534.222 | 0 | 1.2568 | 0 | 0 | 0 | 0 | 6284.1441 | 59250.0778 | 0 | 41475.0545 | -47516170.857 | -47516.1709 | -1443529.2412 | -47078.7699
12 | 15 | 14 | 18.9 | 713.7279 | 0.24 | 56119.5702 | 0.33819 | 0 | 56119.5702 | 0 | 0.96344 | 0 | 0 | 0 | 0 | 4817.1974 | 51302.3728 | 0 | 35911.661 | -47480259.1961 | -47480.2592 | -1442438.2541 | -47043.1888
12 | 15 | 15 | 18.2 | 508.3514 | 0.24 | 39971.0637 | 0.36091 | 0 | 39971.0637 | 0 | 0.88678 | 0 | 0 | 0 | 0 | 4433.9205 | 35537.1431 | 0 | 24876.0002 | -47455383.1959 | -47455.3832 | -1441682.5275 | -47018.5418
12 | 15 | 16 | 17.4 | 269.9226 | 0.24 | 21223.6936 | 0.3741 | 0 | 21223.6936 | 0 | 0.85599 | 0 | 0 | 0 | 0 | 4279.9254 | 16943.7682 | 0 | 11860.6378 | -47443522.5581 | -47443.5226 | -1441322.2043 | -47006.7903
12 | 15 | 17 | 16.7 | 28.7229 | 0.24 | 2258.4481 | 0.37316 | 0 | 2258.4481 | 0 | 1.2888 | 0 | 0 | 0 | 0 | 6443.8428 | -4185.3947 | -5979.1353 | 0 | -47449501.6935 | -47449.5017 | -1441503.8489 | -47012.7144
12 | 15 | 18 | 14.5 | 0 | 0.24 | 0 | 0.41067 | 0 | 0 | 0 | 2.507 | 0 | 0 | 0 | 0 | 12535.2078 | -12535.2078 | -17907.4397 | 0 | -47467409.1332 | -47467.4091 | -1442047.8724 | -47030.457
12 | 15 | 19 | 12.2 | 0 | 0.24 | 0 | 0.44369 | 0 | 0 | 0 | 3.3007 | 0 | 0 | 0 | 0 | 16503.7207 | -16503.7207 | -23576.7438 | 0 | -47490985.877 | -47490.9859 | -1442764.1279 | -47053.8167
12 | 15 | 20 | 10 | 0 | 0.24 | 0 | 0.44822 | 0 | 0 | 0 | 3.413 | 0 | 0 | 0 | 0 | 17064.9476 | -17064.9476 | -24378.4965 | 0 | -47515364.3735 | -47515.3644 | -1443504.7405 | -47077.9708
12 | 15 | 21 | 9.8 | 0 | 0.24 | 0 | 0.46996 | 0 | 0 | 0 | 3.3852 | 0 | 0 | 0 | 0 | 16925.7816 | -16925.7816 | -24179.6879 | 0 | -47539544.0615 | -47539.5441 | -1444239.3133 | -47101.9279
12 | 15 | 22 | 9.6 | 0 | 0.24 | 0 | 0.48462 | 0 | 0 | 0 | 3.2636 | 0 | 0 | 0 | 0 | 16317.7858 | -16317.7858 | -23311.1225 | 0 | -47562855.184 | -47562.8552 | -1444947.4993 | -47125.0244
12 | 15 | 23 | 9.4 | 0 | 0.24 | 0 | 0.48229 | 0 | 0 | 0 | 2.479 | 0 | 0 | 0 | 0 | 12394.9011 | -12394.9011 | -17707.0016 | 0 | -47580562.1855 | -47580.5622 | -1445485.4335 | -47142.5684
12 | 16 | 0 | 9 | 0 | 0.24 | 0 | 0.48842 | 0 | 0 | 0 | 1.1952 | 0 | 0 | 0 | 0 | 5976.1538 | -5976.1538 | -8537.3625 | 0 | -47589099.5481 | -47589.0995 | -1445744.7964 | -47151.0272
12 | 16 | 1 | 8.7 | 0 | 0.24 | 0 | 0.48729 | 0 | 0 | 0 | 0.82473 | 0 | 0 | 0 | 0 | 4123.6488 | -4123.6488 | -5890.9268 | 0 | -47594990.4749 | -47594.9905 | -1445923.7613 | -47156.8639
12 | 16 | 2 | 8.3 | 0 | 0.24 | 0 | 0.47137 | 0 | 0 | 0 | 0.83545 | 0 | 0 | 0 | 0 | 4177.2619 | -4177.2619 | -5967.517 | 0 | -47600957.9919 | -47600.958 | -1446105.0529 | -47162.7765
12 | 16 | 3 | 7.6 | 0 | 0.24 | 0 | 0.45604 | 0 | 0 | 0 | 0.81834 | 0 | 0 | 0 | 0 | 4091.709 | -4091.709 | -5845.2986 | 0 | -47606803.2905 | -47606.8033 | -1446282.6316 | -47168.568
12 | 16 | 4 | 6.8 | 0 | 0.24 | 0 | 0.43834 | 0 | 0 | 0 | 0.7969 | 0 | 0 | 0 | 0 | 3984.4827 | -3984.4827 | -5692.1182 | 0 | -47612495.4087 | -47612.4954 | -1446455.5567 | -47174.2077
12 | 16 | 5 | 6.1 | 0 | 0.24 | 0 | 0.41436 | 0 | 0 | 0 | 0.83979 | 0 | 0 | 0 | 0 | 4198.9353 | -4198.9353 | -5998.479 | 0 | -47618493.8877 | -47618.4939 | -1446637.789 | -47180.151
12 | 16 | 6 | 6.3 | 0 | 0.24 | 0 | 0.40962 | 0 | 0 | 0 | 0.9331 | 0 | 0 | 0 | 0 | 4665.4837 | -4665.4837 | -6664.9767 | 0 | -47625158.8643 | -47625.1589 | -1446840.2693 | -47186.7546
12 | 16 | 7 | 6.5 | 3.2889 | 0.24 | 258.6014 | 0.39368 | 0 | 258.6014 | 0 | 0.92739 | 0 | 0 | 0 | 0 | 4636.966 | -4378.3646 | -6254.8066 | 0 | -47631413.6709 | -47631.4137 | -1447030.2887 | -47192.9518
12 | 16 | 8 | 6.7 | 46.0444 | 0.24 | 3620.4194 | 0.35909 | 0 | 3620.4194 | 0 | 0.92762 | 0 | 0 | 0 | 0 | 4638.1067 | -1017.6873 | -1453.839 | 0 | -47632867.51 | -47632.8675 | -1447074.456 | -47194.3923
12 | 16 | 9 | 8.5 | 138.1913 | 0.24 | 10865.8172 | 0.33094 | 0 | 10865.8172 | 0 | 0.95089 | 0 | 0 | 0 | 0 | 4754.4587 | 6111.3586 | 0 | 4277.951 | -47628589.559 | -47628.5896 | -1446944.4929 | -47190.1537
12 | 16 | 10 | 10.4 | 198.745 | 0.24 | 15627.077 | 0.29693 | 0 | 15627.077 | 0 | 0.89705 | 0 | 0 | 0 | 0 | 4485.2523 | 11141.8248 | 0 | 7799.2773 | -47620790.2817 | -47620.7903 | -1446707.5529 | -47182.4262
12 | 16 | 11 | 12.2 | 602.1714 | 0.24 | 47348.0147 | 0.25954 | 0 | 47348.0147 | 0 | 1.0645 | 0 | 0 | 0 | 0 | 5322.5298 | 42025.4849 | 0 | 29417.8394 | -47591372.4422 | -47591.3724 | -1445813.8463 | -47153.2792
12 | 16 | 12 | 13.1 | 346.4722 | 0.24 | 27242.6969 | 0.2548 | 0 | 27242.6969 | 0 | 1.4069 | 0 | 0 | 0 | 0 | 7034.7281 | 20207.9688 | 0 | 14145.5782 | -47577226.8641 | -47577.2269 | -1445384.1073 | -47139.2638
12 | 16 | 13 | 14.1 | 234.4257 | 0.24 | 18432.6116 | 0.24619 | 0 | 18432.6116 | 0 | 1.1925 | 0 | 0 | 0 | 0 | 5962.4653 | 12470.1463 | 0 | 8729.1024 | -47568497.7616 | -47568.4978 | -1445118.9193 | -47130.6151
12 | 16 | 14 | 15 | 189.028 | 0.24 | 14863.0485 | 0.27252 | 0 | 14863.0485 | 0 | 0.89249 | 0 | 0 | 0 | 0 | 4462.4382 | 10400.6103 | 0 | 7280.4272 | -47561217.3344 | -47561.2173 | -1444897.7418 | -47123.4017
12 | 16 | 15 | 13.3 | 67.4222 | 0.24 | 5301.3284 | 0.28227 | 0 | 5301.3284 | 0 | 0.88382 | 0 | 0 | 0 | 0 | 4419.0914 | 882.2371 | 0 | 617.5659 | -47560599.7685 | -47560.5998 | -1444878.9803 | -47122.7898
12 | 16 | 16 | 11.7 | 44.0526 | 0.24 | 3463.8041 | 0.29695 | 0 | 3463.8041 | 0 | 1.0066 | 0 | 0 | 0 | 0 | 5032.7907 | -1568.9866 | -2241.4094 | 0 | -47562841.1779 | -47562.8412 | -1444947.0738 | -47125.0106
12 | 16 | 17 | 10 | 1.9303 | 0.24 | 151.7762 | 0.30522 | 0 | 151.7762 | 0 | 1.6011 | 0 | 0 | 0 | 0 | 8005.468 | -7853.6919 | -11219.5598 | 0 | -47574060.7377 | -47574.0607 | -1445287.9211 | -47136.1268
12 | 16 | 18 | 8.9 | 0 | 0.24 | 0 | 0.28724 | 0 | 0 | 0 | 3.081 | 0 | 0 | 0 | 0 | 15405.2217 | -15405.2217 | -22007.4596 | 0 | -47596068.1972 | -47596.0682 | -1445956.5022 | -47157.9317
12 | 16 | 19 | 7.8 | 0 | 0.24 | 0 | 0.30945 | 0 | 0 | 0 | 3.4114 | 0 | 0 | 0 | 0 | 17056.9626 | -17056.9626 | -24367.0895 | 0 | -47620435.2867 | -47620.4353 | -1446696.7682 | -47182.0745
12 | 16 | 20 | 6.7 | 0 | 0.24 | 0 | 0.33975 | 0 | 0 | 0 | 3.2827 | 0 | 0 | 0 | 0 | 16413.605 | -16413.605 | -23448.0071 | 0 | -47643883.2938 | -47643.8833 | -1447409.1127 | -47205.3067
12 | 16 | 21 | 5.8 | 0 | 0.24 | 0 | 0.33493 | 0 | 0 | 0 | 3.2859 | 0 | 0 | 0 | 0 | 16429.5749 | -16429.5749 | -23470.8212 | 0 | -47667354.1151 | -47667.3541 | -1448122.1503 | -47228.5614
12 | 16 | 22 | 4.8 | 0 | 0.24 | 0 | 0.33172 | 0 | 0 | 0 | 3.3183 | 0 | 0 | 0 | 0 | 16591.555 | -16591.555 | -23702.2214 | 0 | -47691056.3364 | -47691.0563 | -1448842.2178 | -47252.0455
12 | 16 | 23 | 3.9 | 0 | 0.24 | 0 | 0.32549 | 0 | 0 | 0 | 2.7393 | 0 | 0 | 0 | 0 | 13696.4456 | -13696.4456 | -19566.3508 | 0 | -47710622.6872 | -47710.6227 | -1449436.6386 | -47271.4317
12 | 17 | 0 | 3 | 0 | 0.24 | 0 | 0.31842 | 0 | 0 | 0 | 1.3232 | 0 | 0 | 0 | 0 | 6616.0893 | -6616.0893 | -9451.5561 | 0 | -47720074.2434 | -47720.0742 | -1449723.7745 | -47280.7962
12 | 17 | 1 | 2 | 0 | 0.24 | 0 | 0.29724 | 0 | 0 | 0 | 0.8658 | 0 | 0 | 0 | 0 | 4328.9757 | -4328.9757 | -6184.251 | 0 | -47726258.4943 | -47726.2585 | -1449911.6505 | -47286.9236
12 | 17 | 2 | 1.1 | 0 | 0.24 | 0 | 0.27491 | 0 | 0 | 0 | 0.83363 | 0 | 0 | 0 | 0 | 4168.1363 | -4168.1363 | -5954.4804 | 0 | -47732212.9747 | -47732.213 | -1450092.5461 | -47292.8232
12 | 17 | 3 | 0.5 | 0 | 0.24 | 0 | 0.25531 | 0 | 0 | 0 | 0.8334 | 0 | 0 | 0 | 0 | 4166.9956 | -4166.9956 | -5952.8508 | 0 | -47738165.8255 | -47738.1658 | -1450273.3922 | -47298.7213
12 | 17 | 4 | 0 | 0 | 0.24 | 0 | 0.25078 | 0 | 0 | 0 | 0.79416 | 0 | 0 | 0 | 0 | 3970.7943 | -3970.7943 | -5672.5633 | 0 | -47743838.3887 | -47743.8384 | -1450445.7232 | -47304.3416
12 | 17 | 5 | -0.6 | 0 | 0.24 | 0 | 0.24011 | 0 | 0 | 0 | 0.86306 | 0 | 0 | 0 | 0 | 4315.2872 | -4315.2872 | -6164.696 | 0 | -47750003.0848 | -47750.0031 | -1450633.0051 | -47310.4496
12 | 17 | 6 | 0.7 | 0 | 0.24 | 0 | 0.2192 | 0 | 0 | 0 | 0.95021 | 0 | 0 | 0 | 0 | 4751.0365 | -4751.0365 | -6787.1951 | 0 | -47756790.2798 | -47756.7903 | -1450839.1984 | -47317.1743
12 | 17 | 7 | 2 | 2.4667 | 0.24 | 193.951 | 0.20432 | 0 | 193.951 | 0 | 0.88131 | 0 | 0 | 0 | 0 | 4406.5436 | -4212.5926 | -6017.9894 | 0 | -47762808.2692 | -47762.8083 | -1451022.0234 | -47323.1369
12 | 17 | 8 | 3.3 | 38.6444 | 0.24 | 3038.5663 | 0.19069 | 0 | 3038.5663 | 0 | 0.92397 | 0 | 0 | 0 | 0 | 4619.8555 | -1581.2892 | -2258.9845 | 0 | -47765067.2537 | -47765.0673 | -1451090.6507 | -47325.3751
12 | 17 | 9 | 5.9 | 129.1063 | 0.24 | 10151.4711 | 0.15309 | 0 | 10151.4711 | 0 | 0.89317 | 0 | 0 | 0 | 0 | 4465.8603 | 5685.6108 | 0 | 3979.9275 | -47761087.3262 | -47761.0873 | -1450969.7416 | -47321.4318
12 | 17 | 10 | 8.5 | 384.5155 | 0.24 | 30233.9928 | 0.11788 | 0 | 30233.9928 | 0 | 0.85964 | 0 | 0 | 0 | 0 | 4298.1766 | 25935.8161 | 0 | 18155.0713 | -47742932.2549 | -47742.9323 | -1450418.1951 | -47303.4438
12 | 17 | 11 | 11.1 | 644.6908 | 0.24 | 50691.2658 | 0.11344 | 0 | 50691.2658 | 0 | 1.1067 | 0 | 0 | 0 | 0 | 5533.5602 | 45157.7056 | 0 | 31610.3939 | -47711321.861 | -47711.3219 | -1449457.8793 | -47272.1244
12 | 17 | 12 | 11.7 | 157.2819 | 0.24 | 12366.8906 | 0.12512 | 0 | 12366.8906 | 0 | 1.4355 | 0 | 0 | 0 | 0 | 7177.3162 | 5189.5744 | 0 | 3632.7021 | -47707689.1589 | -47707.6892 | -1449347.5188 | -47268.5252
12 | 17 | 13 | 12.2 | 308.9199 | 0.24 | 24290.0038 | 0.12622 | 0 | 24290.0038 | 0 | 1.1665 | 0 | 0 | 0 | 0 | 5832.4249 | 18457.5789 | 0 | 12920.3052 | -47694768.8537 | -47694.7689 | -1448955.0031 | -47255.7238
12 | 17 | 14 | 12.8 | 589.9703 | 0.24 | 46388.6573 | 0.13584 | 0 | 46388.6573 | 0 | 0.9372 | 0 | 0 | 0 | 0 | 4686.0164 | 41702.6409 | 0 | 29191.8486 | -47665577.005 | -47665.577 | -1448068.1622 | -47226.8007
12 | 17 | 15 | 12.2 | 518.6767 | 0.24 | 40782.9235 | 0.15046 | 0 | 40782.9235 | 0 | 0.84891 | 0 | 0 | 0 | 0 | 4244.5635 | 36538.36 | 0 | 25576.852 | -47640000.1531 | -47640.0002 | -1447291.1439 | -47201.4593
12 | 17 | 16 | 11.7 | 262.7745 | 0.24 | 20661.6472 | 0.15752 | 0 | 20661.6472 | 0 | 0.83043 | 0 | 0 | 0 | 0 | 4152.1664 | 16509.4808 | 0 | 11556.6365 | -47628443.5165 | -47628.4435 | -1446940.0562 | -47190.009
12 | 17 | 17 | 11.1 | 28.9387 | 0.24 | 2275.4141 | 0.13091 | 0 | 2275.4141 | 0 | 1.5824 | 0 | 0 | 0 | 0 | 7911.9302 | -5636.5161 | -8052.1659 | 0 | -47636495.6824 | -47636.4957 | -1447184.679 | -47197.9871
12 | 17 | 18 | 10.4 | 0 | 0.24 | 0 | 0.11673 | 0 | 0 | 0 | 3.1527 | 0 | 0 | 0 | 0 | 15763.4031 | -15763.4031 | -22519.1473 | 0 | -47659014.8297 | -47659.0148 | -1447868.805 | -47220.2989
12 | 17 | 19 | 9.6 | 0 | 0.24 | 0 | 0.12993 | 0 | 0 | 0 | 3.4541 | 0 | 0 | 0 | 0 | 17270.2745 | -17270.2745 | -24671.8207 | 0 | -47683686.6504 | -47683.6867 | -1448618.3286 | -47244.7436
12 | 17 | 20 | 8.9 | 0 | 0.24 | 0 | 0.15693 | 0 | 0 | 0 | 3.4474 | 0 | 0 | 0 | 0 | 17237.194 | -17237.194 | -24624.5629 | 0 | -47708311.2133 | -47708.3112 | -1449366.4166 | -47269.1415
12 | 17 | 21 | 8.5 | 0 | 0.24 | 0 | 0.18447 | 0 | 0 | 0 | 3.3833 | 0 | 0 | 0 | 0 | 16916.6559 | -16916.6559 | -24166.6513 | 0 | -47732477.8646 | -47732.4779 | -1450100.5934 | -47293.0857
12 | 17 | 22 | 8.2 | 0 | 0.24 | 0 | 0.21981 | 0 | 0 | 0 | 3.3115 | 0 | 0 | 0 | 0 | 16557.3338 | -16557.3338 | -23653.334 | 0 | -47756131.1986 | -47756.1312 | -1450819.1757 | -47316.5213
12 | 17 | 23 | 7.8 | 0 | 0.24 | 0 | 0.25292 | 0 | 0 | 0 | 2.8675 | 0 | 0 | 0 | 0 | 14337.5218 | -14337.5218 | -20482.174 | 0 | -47776613.3726 | -47776.6134 | -1451441.4189 | -47336.8149
12 | 18 | 0 | 7.4 | 0 | 0.24 | 0 | 0.27776 | 0 | 0 | 0 | 1.61 | 0 | 0 | 0 | 0 | 8049.9555 | -8049.9555 | -11499.9365 | 0 | -47788113.3091 | -47788.1133 | -1451790.7841 | -47348.209
12 | 18 | 1 | 7.1 | 0 | 0.24 | 0 | 0.30744 | 0 | 0 | 0 | 0.94017 | 0 | 0 | 0 | 0 | 4700.8455 | -4700.8455 | -6715.4936 | 0 | -47794828.8027 | -47794.8288 | -1451994.7991 | -47354.8627
12 | 18 | 2 | 6.7 | 0 | 0.24 | 0 | 0.35277 | 0 | 0 | 0 | 0.85416 | 0 | 0 | 0 | 0 | 4270.7997 | -4270.7997 | -6101.1424 | 0 | -47800929.9452 | -47800.9299 | -1452180.1502 | -47360.9076
12 | 18 | 3 | 7.6 | 0 | 0.24 | 0 | 0.37058 | 0 | 0 | 0 | 0.85028 | 0 | 0 | 0 | 0 | 4251.4077 | -4251.4077 | -6073.4396 | 0 | -47807003.3848 | -47807.0034 | -1452364.6598 | -47366.9252
12 | 18 | 4 | 8.5 | 0 | 0.24 | 0 | 0.36114 | 0 | 0 | 0 | 0.81446 | 0 | 0 | 0 | 0 | 4072.317 | -4072.317 | -5817.5958 | 0 | -47812820.9805 | -47812.821 | -1452541.3969 | -47372.6892
12 | 18 | 5 | 9.4 | 0 | 0.24 | 0 | 0.33784 | 0 | 0 | 0 | 0.84093 | 0 | 0 | 0 | 0 | 4204.6388 | -4204.6388 | -6006.6269 | 0 | -47818827.6074 | -47818.8276 | -1452723.8767 | -47378.6406
12 | 18 | 6 | 10.2 | 0 | 0.24 | 0 | 0.3084 | 0 | 0 | 0 | 0.85599 | 0 | 0 | 0 | 0 | 4279.9254 | -4279.9254 | -6114.1791 | 0 | -47824941.7865 | -47824.9418 | -1452909.6239 | -47384.6985
12 | 18 | 7 | 10.9 | 30.0713 | 0.24 | 2364.4684 | 0.31424 | 0 | 2364.4684 | 0 | 0.89021 | 0 | 0 | 0 | 0 | 4451.0311 | -2086.5627 | -2980.8039 | 0 | -47827922.5904 | -47827.9226 | -1453000.18 | -47387.6518
12 | 18 | 8 | 11.7 | 202.1029 | 0.24 | 15891.1092 | 0.31507 | 0 | 15891.1092 | 0 | 0.90024 | 0 | 0 | 0 | 0 | 4501.2221 | 11389.887 | 0 | 7972.9209 | -47819949.6695 | -47819.9497 | -1452757.9646 | -47379.7523
12 | 18 | 9 | 13.7 | 431.3571 | 0.24 | 33917.095 | 0.25877 | 0 | 33917.095 | 0 | 0.94838 | 0 | 0 | 0 | 0 | 4741.9109 | 29175.1841 | 0 | 20422.6288 | -47799527.0406 | -47799.527 | -1452137.5303 | -47359.5177
12 | 18 | 10 | 15.8 | 649.8365 | 0.24 | 51095.8607 | 0.18132 | 0 | 51095.8607 | 0 | 0.94268 | 0 | 0 | 0 | 0 | 4713.3933 | 46382.4675 | 0 | 32467.7272 | -47767059.3134 | -47767.0593 | -1451151.169 | -47327.3488
12 | 18 | 11 | 17.8 | 827.5469 | 0.24 | 65069.0201 | 0.15577 | 0 | 65069.0201 | 0 | 1.1081 | 0 | 0 | 0 | 0 | 5540.4044 | 59528.6156 | 0 | 41670.0309 | -47725389.2824 | -47725.3893 | -1449885.244 | -47286.0624
12 | 18 | 12 | 19.3 | 856.633 | 0.24 | 67356.024 | 0.15335 | 0 | 67356.024 | 0 | 1.4838 | 0 | 0 | 0 | 0 | 7419.1457 | 59936.8783 | 0 | 41955.8148 | -47683433.4676 | -47683.4335 | -1448610.637 | -47244.4928
12 | 18 | 13 | 20.7 | 764.6782 | 0.24 | 60125.7305 | 0.1387 | 0 | 60125.7305 | 0 | 1.263 | 0 | 0 | 0 | 0 | 6314.9432 | 53810.7873 | 0 | 37667.5511 | -47645765.9165 | -47645.7659 | -1447466.3063 | -47207.1719
12 | 18 | 14 | 22.2 | 689.4924 | 0.24 | 54213.9596 | 0.12118 | 0 | 54213.9596 | 0 | 1.0244 | 0 | 0 | 0 | 0 | 5121.7657 | 49092.1939 | 0 | 34364.5357 | -47611401.3808 | -47611.4014 | -1446422.3204 | -47173.1238
12 | 18 | 15 | 21.1 | 509.9173 | 0.24 | 40094.1817 | 0.097674 | 0 | 40094.1817 | 0 | 1.0531 | 0 | 0 | 0 | 0 | 5265.4945 | 34828.6872 | 0 | 24380.081 | -47587021.2998 | -47587.0213 | -1445681.6597 | -47148.9681
12 | 18 | 16 | 20 | 197.3921 | 0.24 | 15520.7007 | 0.078917 | 0 | 15520.7007 | 0 | 1.0408 | 0 | 0 | 0 | 0 | 5203.8964 | 10316.8043 | 0 | 7221.763 | -47579799.5368 | -47579.7995 | -1445462.2644 | -47141.8128
12 | 18 | 17 | 18.9 | 20.3297 | 0.24 | 1598.5003 | 0.072911 | 0 | 1598.5003 | 0 | 1.2984 | 0 | 0 | 0 | 0 | 6491.7524 | -4893.2521 | -6990.3602 | 0 | -47586789.897 | -47586.7899 | -1445674.6298 | -47148.7388
12 | 18 | 18 | 18.2 | 0 | 0.24 | 0 | 0.10446 | 0 | 0 | 0 | 1.9846 | 0 | 0 | 0 | 0 | 9922.9932 | -9922.9932 | -14175.7046 | 0 | -47600965.6016 | -47600.9656 | -1446105.2841 | -47162.784
12 | 18 | 19 | 17.4 | 0 | 0.24 | 0 | 0.16755 | 0 | 0 | 0 | 2.669 | 0 | 0 | 0 | 0 | 13345.1084 | -13345.1084 | -19064.4406 | 0 | -47620030.0422 | -47620.03 | -1446684.457 | -47181.673
12 | 18 | 20 | 16.7 | 0 | 0.24 | 0 | 0.24303 | 0 | 0 | 0 | 3.1762 | 0 | 0 | 0 | 0 | 15880.8957 | -15880.8957 | -22686.9939 | 0 | -47642717.0361 | -47642.717 | -1447373.6821 | -47204.1511
12 | 18 | 21 | 16.5 | 0 | 0.24 | 0 | 0.29325 | 0 | 0 | 0 | 3.4481 | 0 | 0 | 0 | 0 | 17240.6161 | -17240.6161 | -24629.4516 | 0 | -47667346.4877 | -47667.3465 | -1448121.9186 | -47228.5539
12 | 18 | 22 | 16.3 | 0 | 0.24 | 0 | 0.35077 | 0 | 0 | 0 | 3.5636 | 0 | 0 | 0 | 0 | 17817.8129 | -17817.8129 | -25454.0184 | 0 | -47692800.5061 | -47692.8005 | -1448895.2052 | -47253.7736
12 | 18 | 23 | 16.1 | 0 | 0.24 | 0 | 0.36849 | 0 | 0 | 0 | 3.2784 | 0 | 0 | 0 | 0 | 16391.9316 | -16391.9316 | -23417.0451 | 0 | -47716217.5513 | -47716.2176 | -1449606.6092 | -47276.9751
12 | 19 | 0 | 15.7 | 0 | 0.24 | 0 | 0.3868 | 0 | 0 | 0 | 1.8961 | 0 | 0 | 0 | 0 | 9480.3997 | -9480.3997 | -13543.4281 | 0 | -47729760.9794 | -47729.761 | -1450018.0551 | -47290.3938
12 | 19 | 1 | 15.4 | 0 | 0.24 | 0 | 0.38784 | 0 | 0 | 0 | 0.99812 | 0 | 0 | 0 | 0 | 4990.5846 | -4990.5846 | -7129.4066 | 0 | -47736890.386 | -47736.8904 | -1450234.6446 | -47297.4576
12 | 19 | 2 | 15 | 0 | 0.24 | 0 | 0.35846 | 0 | 0 | 0 | 0.90891 | 0 | 0 | 0 | 0 | 4544.5689 | -4544.5689 | -6492.2413 | 0 | -47743382.6273 | -47743.3826 | -1450431.8773 | -47303.8901
12 | 19 | 3 | 14.3 | 0 | 0.24 | 0 | 0.33352 | 0 | 0 | 0 | 0.86511 | 0 | 0 | 0 | 0 | 4325.5536 | -4325.5536 | -6179.3622 | 0 | -47749561.9895 | -47749.562 | -1450619.6047 | -47310.0125
12 | 19 | 4 | 13.5 | 0 | 0.24 | 0 | 0.31138 | 0 | 0 | 0 | 0.94131 | 0 | 0 | 0 | 0 | 4706.549 | -4706.549 | -6723.6415 | 0 | -47756285.631 | -47756.2856 | -1450823.8673 | -47316.6743
12 | 19 | 5 | 12.8 | 0 | 0.24 | 0 | 0.29074 | 0 | 0 | 0 | 0.91234 | 0 | 0 | 0 | 0 | 4561.6795 | -4561.6795 | -6516.685 | 0 | -47762802.316 | -47762.8023 | -1451021.8425 | -47323.131
12 | 19 | 6 | 13.5 | 0 | 0.24 | 0 | 0.29678 | 0 | 0 | 0 | 0.90367 | 0 | 0 | 0 | 0 | 4518.3327 | -4518.3327 | -6454.761 | 0 | -47769257.077 | -47769.2571 | -1451217.9365 | -47329.5263
12 | 19 | 7 | 14.3 | 31.9038 | 0.24 | 2508.5543 | 0.30223 | 0 | 2508.5543 | 0 | 0.99629 | 0 | 0 | 0 | 0 | 4981.459 | -2472.9047 | -3532.721 | 0 | -47772789.798 | -47772.7898 | -1451325.2597 | -47333.0265
12 | 19 | 8 | 15 | 211.9031 | 0.24 | 16661.6874 | 0.30594 | 0 | 16661.6874 | 0 | 1.0463 | 0 | 0 | 0 | 0 | 5231.2734 | 11430.414 | 0 | 8001.2898 | -47764788.5082 | -47764.7885 | -1451082.1825 | -47325.0989
12 | 19 | 9 | 16.3 | 502.6315 | 0.24 | 39521.3094 | 0.26395 | 0 | 39521.3094 | 0 | 1.098 | 0 | 0 | 0 | 0 | 5490.2134 | 34031.096 | 0 | 23821.7672 | -47740966.741 | -47740.9667 | -1450358.4833 | -47301.4964
12 | 19 | 10 | 17.6 | 590.4977 | 0.24 | 46430.1228 | 0.22985 | 0 | 46430.1228 | 0 | 1.2381 | 0 | 0 | 0 | 0 | 6190.6063 | 40239.5165 | 0 | 28167.6616 | -47712799.0794 | -47712.7991 | -1449502.7568 | -47273.5881
12 | 19 | 11 | 18.9 | 742.2085 | 0.24 | 58358.9672 | 0.27036 | 0 | 58358.9672 | 0 | 1.5137 | 0 | 0 | 0 | 0 | 7568.578 | 50790.3892 | 0 | 35553.2724 | -47677245.807 | -47677.2458 | -1448422.6574 | -47238.3621
12 | 19 | 12 | 19.8 | 747.7516 | 0.24 | 58794.8123 | 0.33167 | 0 | 58794.8123 | 0 | 1.9536 | 0 | 0 | 0 | 0 | 9767.8574 | 49026.9549 | 0 | 34318.8684 | -47642926.9385 | -47642.9269 | -1447380.0589 | -47204.3591
12 | 19 | 13 | 20.8 | 812.9881 | 0.24 | 63924.2788 | 0.34656 | 0 | 63924.2788 | 0 | 1.6075 | 0 | 0 | 0 | 0 | 8037.4078 | 55886.871 | 0 | 39120.8097 | -47603806.1288 | -47603.8061 | -1446191.5786 | -47165.5984
12 | 19 | 14 | 21.7 | 724.2175 | 0.24 | 56944.3528 | 0.35765 | 0 | 56944.3528 | 0 | 1.252 | 0 | 0 | 0 | 0 | 6260.1893 | 50684.1634 | 0 | 35478.9144 | -47568327.2144 | -47568.3272 | -1445113.7382 | -47130.4461
12 | 19 | 15 | 21.3 | 504.9916 | 0.24 | 39706.8844 | 0.37846 | 0 | 39706.8844 | 0 | 1.4259 | 0 | 0 | 0 | 0 | 7129.4066 | 32577.4779 | 0 | 22804.2345 | -47545522.9799 | -47545.523 | -1444420.9513 | -47107.8518
12 | 19 | 16 | 21 | 265.6085 | 0.24 | 20884.4772 | 0.38139 | 0 | 20884.4772 | 0 | 1.4455 | 0 | 0 | 0 | 0 | 7227.5072 | 13656.97 | 0 | 9559.879 | -47535963.1009 | -47535.9631 | -1444130.5246 | -47098.3799
12 | 19 | 17 | 20.6 | 29.4251 | 0.24 | 2313.6642 | 0.33613 | 0 | 2313.6642 | 0 | 2.1904 | 0 | 0 | 0 | 0 | 10951.9092 | -8638.245 | -12340.35 | 0 | -47548303.4509 | -47548.3035 | -1444505.4213 | -47110.6067
12 | 19 | 18 | 20.4 | 0 | 0.24 | 0 | 0.35277 | 0 | 0 | 0 | 3.6537 | 0 | 0 | 0 | 0 | 18268.3914 | -18268.3914 | -26097.702 | 0 | -47574401.1529 | -47574.4012 | -1445298.2629 | -47136.4641
12 | 19 | 19 | 20.2 | 0 | 0.24 | 0 | 0.40413 | 0 | 0 | 0 | 3.7568 | 0 | 0 | 0 | 0 | 18783.9901 | -18783.9901 | -26834.2715 | 0 | -47601235.4245 | -47601.2354 | -1446113.4813 | -47163.0514
12 | 19 | 20 | 20 | 0 | 0.24 | 0 | 0.44655 | 0 | 0 | 0 | 3.6384 | 0 | 0 | 0 | 0 | 18191.9642 | -18191.9642 | -25988.5202 | 0 | -47627223.9447 | -47627.2239 | -1446903.0059 | -47188.8007
12 | 19 | 21 | 19.8 | 0 | 0.24 | 0 | 0.48765 | 0 | 0 | 0 | 3.6651 | 0 | 0 | 0 | 0 | 18325.4266 | -18325.4266 | -26179.1809 | 0 | -47653403.1256 | -47653.4031 | -1447698.3228 | -47214.7389
12 | 19 | 22 | 19.6 | 0 | 0.24 | 0 | 0.50874 | 0 | 0 | 0 | 3.7778 | 0 | 0 | 0 | 0 | 18888.9349 | -18888.9349 | -26984.1928 | 0 | -47680387.3184 | -47680.3873 | -1448518.0957 | -47241.4747
12 | 19 | 23 | 19.4 | 0 | 0.24 | 0 | 0.54537 | 0 | 0 | 0 | 3.4949 | 0 | 0 | 0 | 0 | 17474.4607 | -17474.4607 | -24963.5153 | 0 | -47705350.8337 | -47705.3508 | -1449276.481 | -47266.2084
12 | 20 | 0 | 19 | 0 | 0.24 | 0 | 0.59899 | 0 | 0 | 0 | 2.4048 | 0 | 0 | 0 | 0 | 12024.1719 | -12024.1719 | -17177.3885 | 0 | -47722528.2222 | -47722.5282 | -1449798.3257 | -47283.2276
12 | 20 | 1 | 18.7 | 0 | 0.24 | 0 | 0.58023 | 0 | 0 | 0 | 1.3342 | 0 | 0 | 0 | 0 | 6670.8431 | -6670.8431 | -9529.7759 | 0 | -47732057.9981 | -47732.058 | -1450087.8379 | -47292.6697
12 | 20 | 2 | 18.3 | 0 | 0.24 | 0 | 0.5738 | 0 | 0 | 0 | 1.1174 | 0 | 0 | 0 | 0 | 5587.1733 | -5587.1733 | -7981.6762 | 0 | -47740039.6743 | -47740.0397 | -1450330.3192 | -47300.5779
12 | 20 | 3 | 18.1 | 0 | 0.24 | 0 | 0.58081 | 0 | 0 | 0 | 1.1859 | 0 | 0 | 0 | 0 | 5929.3849 | -5929.3849 | -8470.5498 | 0 | -47748510.2241 | -47748.5102 | -1450587.6524 | -47308.9705
12 | 20 | 4 | 18 | 0 | 0.24 | 0 | 0.58774 | 0 | 0 | 0 | 1.1567 | 0 | 0 | 0 | 0 | 5783.3746 | -5783.3746 | -8261.9637 | 0 | -47756772.1878 | -47756.7722 | -1450838.6487 | -47317.1564
12 | 20 | 5 | 17.8 | 0 | 0.24 | 0 | 0.5845 | 0 | 0 | 0 | 1.2796 | 0 | 0 | 0 | 0 | 6398.2146 | -6398.2146 | -9140.3066 | 0 | -47765912.4944 | -47765.9125 | -1451116.3289 | -47326.2125
12 | 20 | 6 | 18.2 | 0 | 0.24 | 0 | 0.58656 | 0 | 0 | 0 | 1.3171 | 0 | 0 | 0 | 0 | 6585.2903 | -6585.2903 | -9407.5575 | 0 | -47775320.0519 | -47775.3201 | -1451402.1282 | -47335.5335
12 | 20 | 7 | 18.5 | 31.9505 | 0.24 | 2512.2262 | 0.58965 | 0 | 2512.2262 | 0 | 1.3444 | 0 | 0 | 0 | 0 | 6722.1749 | -4209.9487 | -6014.2124 | 0 | -47781334.2643 | -47781.3343 | -1451584.8384 | -47341.4923
12 | 20 | 8 | 18.9 | 222.7649 | 0.24 | 17515.7354 | 0.57397 | 0 | 17515.7354 | 0 | 1.3752 | 0 | 0 | 0 | 0 | 6876.17 | 10639.5654 | 0 | 7447.6958 | -47773886.5686 | -47773.8866 | -1451358.5793 | -47334.1132
12 | 20 | 9 | 20.7 | 486.3398 | 0.24 | 38240.3183 | 0.52988 | 0 | 38240.3183 | 0 | 1.5751 | 0 | 0 | 0 | 0 | 7875.4277 | 30364.8907 | 0 | 21255.4235 | -47752631.1451 | -47752.6311 | -1450712.8449 | -47313.0535
12 | 20 | 10 | 22.6 | 675.8427 | 0.24 | 53140.7034 | 0.51394 | 0 | 53140.7034 | 0 | 1.4279 | 0 | 0 | 0 | 0 | 7139.6729 | 46001.0305 | 0 | 32200.7213 | -47720430.4238 | -47720.4304 | -1449734.5952 | -47281.1491
12 | 20 | 11 | 24.4 | 701.119 | 0.24 | 55128.1426 | 0.5347 | 0 | 55128.1426 | 0.32 | 1.2375 | 0 | 0 | 0 | 0 | 7787.6726 | 47340.47 | 0 | 33138.329 | -47687292.0948 | -47687.2921 | -1448727.8611 | -47248.3159
12 | 20 | 12 | 23.9 | 814.3915 | 0.24 | 64034.6238 | 0.52693 | 0 | 64034.6238 | 0 | 1.7471 | 0 | 0 | 0 | 0 | 8735.5193 | 55299.1045 | 0 | 38709.3731 | -47648582.7216 | -47648.5827 | -1447551.8802 | -47209.9628
12 | 20 | 13 | 23.3 | 823.6417 | 0.24 | 64761.958 | 0.54263 | 0 | 64761.958 | 0 | 1.5092 | 0 | 0 | 0 | 0 | 7545.7639 | 57216.1941 | 0 | 40051.3359 | -47608531.3858 | -47608.5314 | -1446335.1307 | -47170.2802
12 | 20 | 14 | 22.8 | 676.2547 | 0.24 | 53173.0949 | 0.54943 | 0 | 53173.0949 | 0 | 1.1774 | 0 | 0 | 0 | 0 | 5887.1788 | 47285.9161 | 0 | 33100.1413 | -47575431.2445 | -47575.4312 | -1445329.5568 | -47137.4847
12 | 20 | 15 | 20.2 | 507.7503 | 0.24 | 39923.7941 | 0.54226 | 0 | 39923.7941 | 0 | 1.1314 | 0 | 0 | 0 | 0 | 5656.7563 | 34267.0377 | 0 | 23986.9264 | -47551444.3181 | -47551.4443 | -1444600.84 | -47113.7186
12 | 20 | 16 | 17.6 | 269.3627 | 0.24 | 21179.6662 | 0.54214 | 0 | 21179.6662 | 0 | 1.1932 | 0 | 0 | 0 | 0 | 5965.8874 | 15213.7788 | 0 | 10649.6451 | -47540794.6729 | -47540.7947 | -1444277.3065 | -47103.167
12 | 20 | 17 | 15 | 30.3923 | 0.24 | 2389.7089 | 0.52302 | 0 | 2389.7089 | 0 | 1.8219 | 0 | 0 | 0 | 0 | 9109.6705 | -6719.9617 | -9599.9453 | 0 | -47550394.6182 | -47550.3946 | -1444568.9504 | -47112.6786
12 | 20 | 18 | 13.3 | 0 | 0.24 | 0 | 0.42407 | 0 | 0 | 0 | 3.3765 | 0 | 0 | 0 | 0 | 16882.4348 | -16882.4348 | -24117.7639 | 0 | -47574512.3821 | -47574.5124 | -1445301.642 | -47136.5743
12 | 20 | 19 | 11.7 | 0 | 0.24 | 0 | 0.41425 | 0 | 0 | 0 | 3.8405 | 0 | 0 | 0 | 0 | 19202.6288 | -19202.6288 | -27432.3269 | 0 | -47601944.709 | -47601.9447 | -1446135.0291 | -47163.7541
12 | 20 | 20 | 10 | 0 | 0.24 | 0 | 0.39042 | 0 | 0 | 0 | 3.7169 | 0 | 0 | 0 | 0 | 18584.3667 | -18584.3667 | -26549.0953 | 0 | -47628493.8043 | -47628.4938 | -1446941.5839 | -47190.0588
12 | 20 | 21 | 8.7 | 0 | 0.24 | 0 | 0.35877 | 0 | 0 | 0 | 3.6847 | 0 | 0 | 0 | 0 | 18423.5273 | -18423.5273 | -26319.3247 | 0 | -47654813.129 | -47654.8131 | -1447741.1583 | -47216.1359
12 | 20 | 22 | 7.4 | 0 | 0.24 | 0 | 0.31165 | 0 | 0 | 0 | 3.8006 | 0 | 0 | 0 | 0 | 19003.0054 | -19003.0054 | -27147.1506 | 0 | -47681960.2796 | -47681.9603 | -1448565.8819 | -47243.0331
12 | 20 | 23 | 6.1 | 0 | 0.24 | 0 | 0.2692 | 0 | 0 | 0 | 3.5268 | 0 | 0 | 0 | 0 | 17634.1594 | -17634.1594 | -25191.6563 | 0 | -47707151.9359 | -47707.1519 | -1449331.1981 | -47267.9929
12 | 21 | 0 | 5.7 | 0 | 0.24 | 0 | 0.25755 | 0 | 0 | 0 | 2.0562 | 0 | 0 | 0 | 0 | 10281.1746 | -10281.1746 | -14687.3923 | 0 | -47721839.3282 | -47721.8393 | -1449777.3973 | -47282.5451
12 | 21 | 1 | 5.4 | 0 | 0.24 | 0 | 0.25213 | 0 | 0 | 0 | 1.1945 | 0 | 0 | 0 | 0 | 5972.7316 | -5972.7316 | -8532.4738 | 0 | -47730371.802 | -47730.3718 | -1450036.6117 | -47290.999
12 | 21 | 2 | 5 | 0 | 0.24 | 0 | 0.24279 | 0 | 0 | 0 | 1.1056 | 0 | 0 | 0 | 0 | 5527.8567 | -5527.8567 | -7896.9381 | 0 | -47738268.7401 | -47738.2687 | -1450276.5187 | -47298.8233
12 | 21 | 3 | 4.3 | 0 | 0.24 | 0 | 0.22117 | 0 | 0 | 0 | 1.1578 | 0 | 0 | 0 | 0 | 5789.0781 | -5789.0781 | -8270.1116 | 0 | -47746538.8518 | -47746.5389 | -1450527.7626 | -47307.0172
12 | 21 | 4 | 3.5 | 0 | 0.24 | 0 | 0.20178 | 0 | 0 | 0 | 1.2121 | 0 | 0 | 0 | 0 | 6060.5659 | -6060.5659 | -8657.9513 | 0 | -47755196.8031 | -47755.1968 | -1450790.789 | -47315.5955
12 | 21 | 5 | 2.8 | 0 | 0.24 | 0 | 0.18084 | 0 | 0 | 0 | 1.1188 | 0 | 0 | 0 | 0 | 5594.0176 | -5594.0176 | -7991.4537 | 0 | -47763188.2568 | -47763.1883 | -1451033.5673 | -47323.5134
12 | 21 | 6 | 3.2 | 0 | 0.24 | 0 | 0.14813 | 0 | 0 | 0 | 1.3091 | 0 | 0 | 0 | 0 | 6545.3656 | -6545.3656 | -9350.5223 | 0 | -47772538.779 | -47772.5388 | -1451317.6338 | -47332.7778
12 | 21 | 7 | 3.5 | 38.8518 | 0.24 | 3054.8714 | 0.14872 | 0 | 3054.8714 | 0 | 1.5053 | 0 | 0 | 0 | 0 | 7526.3719 | -4471.5005 | -6387.8579 | 0 | -47778926.6369 | -47778.9266 | -1451511.6953 | -47339.1069
12 | 21 | 8 | 3.9 | 257.4883 | 0.24 | 20245.9971 | 0.16144 | 0 | 20245.9971 | 0 | 1.5986 | 0 | 0 | 0 | 0 | 7992.9203 | 12253.0768 | 0 | 8577.1538 | -47770349.4831 | -47770.3495 | -1451251.1235 | -47330.6087
12 | 21 | 9 | 6.3 | 521.3892 | 0.24 | 40996.2066 | 0.15009 | 0 | 40996.2066 | 0 | 1.4514 | 0 | 0 | 0 | 0 | 7257.1655 | 33739.041 | 0 | 23617.3287 | -47746732.1544 | -47746.7322 | -1450533.6351 | -47307.2088
12 | 21 | 10 | 8.7 | 623.9894 | 0.24 | 49063.5405 | 0.12743 | 0 | 49063.5405 | 0 | 1.3552 | 0 | 0 | 0 | 0 | 6775.788 | 42287.7525 | 0 | 29601.4267 | -47717130.7276 | -47717.1307 | -1449634.3512 | -47277.8798
12 | 21 | 11 | 11.1 | 552.9058 | 0.24 | 43474.3227 | 0.1508 | 0 | 43474.3227 | 0 | 1.5744 | 0 | 0 | 0 | 0 | 7872.0056 | 35602.3171 | 0 | 24921.622 | -47692209.1057 | -47692.2091 | -1448877.2387 | -47253.1876
12 | 21 | 12 | 12 | 710.4021 | 0.24 | 55858.0681 | 0.17944 | 0 | 55858.0681 | 0 | 1.8491 | 0 | 0 | 0 | 0 | 9245.4144 | 46612.6537 | 0 | 32628.8576 | -47659580.2481 | -47659.5802 | -1447885.9822 | -47220.8591
12 | 21 | 13 | 13 | 547.8137 | 0.24 | 43073.9325 | 0.21454 | 0 | 43073.9325 | 0 | 1.4998 | 0 | 0 | 0 | 0 | 7498.995 | 35574.9375 | 0 | 24902.4563 | -47634677.7918 | -47634.6778 | -1447129.4519 | -47196.1859
12 | 21 | 14 | 13.9 | 641.2195 | 0.24 | 50418.317 | 0.24143 | 0 | 50418.317 | 0 | 1.1396 | 0 | 0 | 0 | 0 | 5697.8217 | 44720.4952 | 0 | 31304.3467 | -47603373.4452 | -47603.3734 | -1446178.4338 | -47165.1697
12 | 21 | 15 | 13 | 468.2969 | 0.24 | 36821.6254 | 0.25323 | 0 | 36821.6254 | 0 | 1.0996 | 0 | 0 | 0 | 0 | 5498.1983 | 31323.4271 | 0 | 21926.3989 | -47581447.0462 | -47581.447 | -1445512.3153 | -47143.4452
12 | 21 | 16 | 12 | 182.051 | 0.24 | 14314.4528 | 0.25371 | 0 | 14314.4528 | 0 | 1.1996 | 0 | 0 | 0 | 0 | 5997.8272 | 8316.6256 | 0 | 5821.6379 | -47575625.4083 | -47575.6254 | -1445335.4554 | -47137.6771
12 | 21 | 17 | 11.1 | 19.5992 | 0.24 | 1541.063 | 0.26536 | 0 | 1541.063 | 0 | 1.6422 | 0 | 0 | 0 | 0 | 8210.795 | -6669.732 | -9528.1886 | 0 | -47585153.5968 | -47585.1536 | -1445624.9194 | -47147.1176
12 | 21 | 18 | 9.3 | 0 | 0.24 | 0 | 0.32972 | 0 | 0 | 0 | 2.7459 | 0 | 0 | 0 | 0 | 13729.526 | -13729.526 | -19613.6086 | 0 | -47604767.2054 | -47604.7672 | -1446220.7759 | -47166.5506
12 | 21 | 19 | 7.4 | 0 | 0.24 | 0 | 0.4052 | 0 | 0 | 0 | 3.0573 | 0 | 0 | 0 | 0 | 15286.5884 | -15286.5884 | -21837.9834 | 0 | -47626605.1888 | -47626.6052 | -1446884.2083 | -47188.1876
12 | 21 | 20 | 5.6 | 0 | 0.24 | 0 | 0.46091 | 0 | 0 | 0 | 3.1342 | 0 | 0 | 0 | 0 | 15671.006 | -15671.006 | -22387.1514 | 0 | -47648992.3402 | -47648.9923 | -1447564.3243 | -47210.3687
12 | 21 | 21 | 4.7 | 0 | 0.24 | 0 | 0.48788 | 0 | 0 | 0 | 3.2804 | 0 | 0 | 0 | 0 | 16402.1979 | -16402.1979 | -23431.7113 | 0 | -47672424.0516 | -47672.4241 | -1448276.1737 | -47233.5847
12 | 21 | 22 | 3.7 | 0 | 0.24 | 0 | 0.49741 | 0 | 0 | 0 | 3.2204 | 0 | 0 | 0 | 0 | 16102.1925 | -16102.1925 | -23003.1321 | 0 | -47695427.1837 | -47695.4272 | -1448975.003 | -47256.3761
12 | 21 | 23 | 2.8 | 0 | 0.24 | 0 | 0.52275 | 0 | 0 | 0 | 2.591 | 0 | 0 | 0 | 0 | 12954.9873 | -12954.9873 | -18507.1247 | 0 | -47713934.3084 | -47713.9343 | -1449537.2448 | -47274.7128
12 | 22 | 0 | 2.6 | 0 | 0.24 | 0 | 0.53225 | 0 | 0 | 0 | 1.4361 | 0 | 0 | 0 | 0 | 7180.7383 | -7180.7383 | -10258.1976 | 0 | -47724192.5059 | -47724.1925 | -1449848.8863 | -47284.8766
12 | 22 | 1 | 2.4 | 0 | 0.24 | 0 | 0.52732 | 0 | 0 | 0 | 1.0978 | 0 | 0 | 0 | 0 | 5489.0727 | -5489.0727 | -7841.5324 | 0 | -47732034.0384 | -47732.034 | -1450087.11 | -47292.6459
12 | 22 | 2 | 2.2 | 0 | 0.24 | 0 | 0.50452 | 0 | 0 | 0 | 1.0885 | 0 | 0 | 0 | 0 | 5442.3038 | -5442.3038 | -7774.7197 | 0 | -47739808.7581 | -47739.8088 | -1450323.304 | -47300.3491
12 | 22 | 3 | 2 | 0 | 0.24 | 0 | 0.49022 | 0 | 0 | 0 | 0.92466 | 0 | 0 | 0 | 0 | 4623.2776 | -4623.2776 | -6604.6822 | 0 | -47746413.4403 | -47746.4134 | -1450523.9526 | -47306.893
12 | 22 | 4 | 1.9 | 0 | 0.24 | 0 | 0.45175 | 0 | 0 | 0 | 0.95568 | 0 | 0 | 0 | 0 | 4778.4135 | -4778.4135 | -6826.3049 | 0 | -47753239.7453 | -47753.2397 | -1450731.334 | -47313.6564
12 | 22 | 5 | 1.7 | 0 | 0.24 | 0 | 0.43304 | 0 | 0 | 0 | 1.4831 | 0 | 0 | 0 | 0 | 7415.7235 | -7415.7235 | -10593.8908 | 0 | -47763833.6361 | -47763.8336 | -1451053.1738 | -47324.1528
12 | 22 | 6 | 3.4 | 0 | 0.24 | 0 | 0.3909 | 0 | 0 | 0 | 1.8543 | 0 | 0 | 0 | 0 | 9271.6507 | -9271.6507 | -13245.2152 | 0 | -47777078.8513 | -47777.0789 | -1451455.56 | -47337.2761
12 | 22 | 7 | 5 | 2.4667 | 0.24 | 193.951 | 0.37425 | 0 | 193.951 | 0 | 1.3627 | 0 | 0 | 0 | 0 | 6813.4313 | -6619.4802 | -9456.4003 | 0 | -47786535.2516 | -47786.5353 | -1451742.8431 | -47346.6455
12 | 22 | 8 | 6.7 | 42.7556 | 0.24 | 3361.818 | 0.36019 | 0 | 3361.818 | 0 | 1.1428 | 0 | 0 | 0 | 0 | 5713.7916 | -2351.9736 | -3359.9623 | 0 | -47789895.2139 | -47789.8952 | -1451844.9179 | -47349.9745
12 | 22 | 9 | 9.5 | 100.9625 | 0.24 | 7938.5579 | 0.29531 | 0 | 7938.5579 | 0 | 1.1708 | 0 | 0 | 0 | 0 | 5854.0983 | 2084.4595 | 0 | 1459.1217 | -47788436.0922 | -47788.4361 | -1451800.5901 | -47348.5288
12 | 22 | 10 | 12.2 | 97.0222 | 0.24 | 7628.7409 | 0.2236 | 0 | 7628.7409 | 0 | 1.145 | 0 | 0 | 0 | 0 | 5725.1987 | 1903.5423 | 0 | 1332.4796 | -47787103.6126 | -47787.1036 | -1451760.1097 | -47347.2086
12 | 22 | 11 | 15 | 84.6889 | 0.24 | 6658.9857 | 0.16533 | 0 | 6658.9857 | 0 | 1.3234 | 0 | 0 | 0 | 0 | 6617.23 | 41.7557 | 0 | 29.229 | -47787074.3836 | -47787.0744 | -1451759.2218 | -47347.1796
12 | 22 | 12 | 15.6 | 128.2667 | 0.24 | 10085.4541 | 0.1414 | 0 | 10085.4541 | 0 | 1.5313 | 0 | 0 | 0 | 0 | 7656.4123 | 2429.0418 | 0 | 1700.3292 | -47785374.0544 | -47785.3741 | -1451707.5662 | -47345.495
12 | 22 | 13 | 16.1 | 101.1333 | 0.24 | 7951.9926 | 0.13904 | 0 | 7951.9926 | 0 | 1.0939 | 0 | 0 | 0 | 0 | 5469.6807 | 2482.3119 | 0 | 1737.6183 | -47783636.436 | -47783.6364 | -1451654.7778 | -47343.7733
12 | 22 | 14 | 16.7 | 90.4444 | 0.24 | 7111.5381 | 0.12111 | 0 | 7111.5381 | 0 | 0.76496 | 0 | 0 | 0 | 0 | 3824.784 | 3286.7541 | 0 | 2300.7279 | -47781335.7082 | -47781.3357 | -1451584.8823 | -47341.4938
12 | 22 | 15 | 15.4 | 57.5556 | 0.24 | 4525.5243 | 0.10478 | 0 | 4525.5243 | 0 | 0.84093 | 0 | 0 | 0 | 0 | 4204.6388 | 320.8854 | 0 | 224.6198 | -47781111.0883 | -47781.1111 | -1451578.0584 | -47341.2712
12 | 22 | 16 | 14.1 | 63.6619 | 0.24 | 5005.6552 | 0.097794 | 0 | 5005.6552 | 0 | 1.2338 | 0 | 0 | 0 | 0 | 6168.9329 | -1163.2777 | -1661.8252 | 0 | -47782772.9136 | -47782.7729 | -1451628.5442 | -47342.9178
12 | 22 | 17 | 12.8 | 4.5152 | 0.24 | 355.0256 | 0.090102 | 0 | 355.0256 | 0 | 2.171 | 0 | 0 | 0 | 0 | 10854.9493 | -10499.9237 | -14999.891 | 0 | -47797772.8045 | -47797.7728 | -1452084.2371 | -47357.7796
12 | 22 | 18 | 12.2 | 0 | 0.24 | 0 | 0.12441 | 0 | 0 | 0 | 2.575 | 0 | 0 | 0 | 0 | 12875.1379 | -12875.1379 | -18393.0542 | 0 | -47816165.8587 | -47816.1659 | -1452643.0134 | -47376.0033
12 | 22 | 19 | 11.7 | 0 | 0.24 | 0 | 0.22258 | 0 | 0 | 0 | 3.2061 | 0 | 0 | 0 | 0 | 16030.3281 | -16030.3281 | -22900.4687 | 0 | -47839066.3274 | -47839.0663 | -1453338.7239 | -47398.693
12 | 22 | 20 | 11.1 | 0 | 0.24 | 0 | 0.29753 | 0 | 0 | 0 | 3.5656 | 0 | 0 | 0 | 0 | 17828.0792 | -17828.0792 | -25468.6846 | 0 | -47864535.012 | -47864.535 | -1454112.4561 | -47423.9272
12 | 22 | 21 | 10.7 | 0 | 0.24 | 0 | 0.33649 | 0 | 0 | 0 | 3.5458 | 0 | 0 | 0 | 0 | 17728.8379 | -17728.8379 | -25326.9113 | 0 | -47889861.9233 | -47889.8619 | -1454881.8812 | -47449.021
12 | 22 | 22 | 10.4 | 0 | 0.24 | 0 | 0.3916 | 0 | 0 | 0 | 3.3366 | 0 | 0 | 0 | 0 | 16682.8114 | -16682.8114 | -23832.5877 | 0 | -47913694.511 | -47913.6945 | -1455605.9092 | -47472.6342
12 | 22 | 23 | 10 | 0 | 0.24 | 0 | 0.43741 | 0 | 0 | 0 | 2.9521 | 0 | 0 | 0 | 0 | 14760.7234 | -14760.7234 | -21086.7477 | 0 | -47934781.2587 | -47934.7813 | -1456246.5193 | -47493.5268
12 | 23 | 0 | 9.4 | 0 | 0.24 | 0 | 0.48249 | 0 | 0 | 0 | 2.2376 | 0 | 0 | 0 | 0 | 11188.0351 | -11188.0351 | -15982.9073 | 0 | -47950764.166 | -47950.7642 | -1456732.0759 | -47509.3626
12 | 23 | 1 | 8.9 | 0 | 0.24 | 0 | 0.53201 | 0 | 0 | 0 | 1.2269 | 0 | 0 | 0 | 0 | 6134.7118 | -6134.7118 | -8763.874 | 0 | -47959528.04 | -47959.528 | -1456998.3202 | -47518.0458
12 | 23 | 2 | 8.3 | 0 | 0.24 | 0 | 0.51749 | 0 | 0 | 0 | 0.84252 | 0 | 0 | 0 | 0 | 4212.6238 | -4212.6238 | -6018.0339 | 0 | -47965546.0739 | -47965.5461 | -1457181.1465 | -47524.0084
12 | 23 | 3 | 8.5 | 0 | 0.24 | 0 | 0.51474 | 0 | 0 | 0 | 0.75058 | 0 | 0 | 0 | 0 | 3752.9196 | -3752.9196 | -5361.3137 | 0 | -47970907.3876 | -47970.9074 | -1457344.0219 | -47529.3204
12 | 23 | 4 | 8.7 | 0 | 0.24 | 0 | 0.49378 | 0 | 0 | 0 | 0.74442 | 0 | 0 | 0 | 0 | 3722.1206 | -3722.1206 | -5317.3151 | 0 | -47976224.7028 | -47976.2247 | -1457505.5606 | -47534.5888
12 | 23 | 5 | 8.9 | 0 | 0.24 | 0 | 0.45465 | 0 | 0 | 0 | 0.75948 | 0 | 0 | 0 | 0 | 3797.4071 | -3797.4071 | -5424.8673 | 0 | -47981649.5701 | -47981.6496 | -1457670.3667 | -47539.9637
12 | 23 | 6 | 10.6 | 0 | 0.24 | 0 | 0.40346 | 0 | 0 | 0 | 0.90891 | 0 | 0 | 0 | 0 | 4544.5689 | -4544.5689 | -6492.2413 | 0 | -47988141.8114 | -47988.1418 | -1457867.5993 | -47546.3962
12 | 23 | 7 | 12.2 | 15.112 | 0.24 | 1188.239 | 0.35698 | 0 | 1188.239 | 0 | 1.1368 | 0 | 0 | 0 | 0 | 5684.1333 | -4495.8943 | -6422.7062 | 0 | -47994564.5175 | -47994.5645 | -1458062.7195 | -47552.7598
12 | 23 | 8 | 13.9 | 124.7868 | 0.24 | 9811.839 | 0.31521 | 0 | 9811.839 | 0 | 1.3919 | 0 | 0 | 0 | 0 | 6959.4415 | 2852.3975 | 0 | 1996.6783 | -47992567.8393 | -47992.5678 | -1458002.0609 | -47550.7815
12 | 23 | 9 | 15.2 | 45.2222 | 0.24 | 3555.7691 | 0.25283 | 0 | 3555.7691 | 0 | 1.2739 | 0 | 0 | 0 | 0 | 6369.697 | -2813.9279 | -4019.8971 | 0 | -47996587.7363 | -47996.5877 | -1458124.1844 | -47554.7643
12 | 23 | 10 | 16.5 | 454.03 | 0.24 | 35699.8341 | 0.18623 | 0 | 35699.8341 | 0 | 1.2007 | 0 | 0 | 0 | 0 | 6003.5307 | 29696.3034 | 0 | 20787.4124 | -47975800.3239 | -47975.8003 | -1457492.6681 | -47534.1683
12 | 23 | 11 | 17.8 | 386.6436 | 0.24 | 30401.3255 | 0.11795 | 0 | 30401.3255 | 0 | 1.362 | 0 | 0 | 0 | 0 | 6810.0092 | 23591.3164 | 0 | 16513.9215 | -47959286.4025 | -47959.2864 | -1456990.9793 | -47517.8064
12 | 23 | 12 | 18.9 | 635.4365 | 0.24 | 49963.6076 | 0.090247 | 0 | 49963.6076 | 0 | 1.6456 | 0 | 0 | 0 | 0 | 8227.9055 | 41735.702 | 0 | 29214.9914 | -47930071.4111 | -47930.0714 | -1456103.4353 | -47488.8603
12 | 23 | 13 | 20 | 661.3322 | 0.24 | 51999.7606 | 0.097297 | 0 | 51999.7606 | 0 | 1.4012 | 0 | 0 | 0 | 0 | 7006.2104 | 44993.5502 | 0 | 31495.4852 | -47898575.9259 | -47898.5759 | -1455146.6104 | -47457.6548
12 | 23 | 14 | 21.1 | 647.9154 | 0.24 | 50944.8123 | 0.1073 | 0 | 50944.8123 | 0 | 1.158 | 0 | 0 | 0 | 0 | 5790.2188 | 45154.5935 | 0 | 31608.2154 | -47866967.7105 | -47866.9677 | -1454186.3608 | -47426.3375
12 | 23 | 15 | 20.5 | 383.2734 | 0.24 | 30136.3309 | 0.13588 | 0 | 30136.3309 | 0 | 1.1854 | 0 | 0 | 0 | 0 | 5927.1034 | 24209.2274 | 0 | 16946.4592 | -47850021.2512 | -47850.0213 | -1453671.5317 | -47409.5471
12 | 23 | 16 | 20 | 250.1938 | 0.24 | 19672.4421 | 0.14709 | 0 | 19672.4421 | 0 | 1.3187 | 0 | 0 | 0 | 0 | 6593.2752 | 13079.1669 | 0 | 9155.4169 | -47840865.8344 | -47840.8658 | -1453393.3924 | -47400.4759
12 | 23 | 17 | 19.4 | 28.5682 | 0.24 | 2246.2806 | 0.14497 | 0 | 2246.2806 | 0 | 2.4354 | 0 | 0 | 0 | 0 | 12177.0264 | -9930.7458 | -14186.7798 | 0 | -47855052.6141 | -47855.0526 | -1453824.3832 | -47414.5321
12 | 23 | 18 | 17 | 0 | 0.24 | 0 | 0.19052 | 0 | 0 | 0 | 4.1485 | 0 | 0 | 0 | 0 | 20742.5807 | -20742.5807 | -29632.2581 | 0 | -47884684.8722 | -47884.6849 | -1454724.6037 | -47443.8916
12 | 23 | 19 | 14.6 | 0 | 0.24 | 0 | 0.26886 | 0 | 0 | 0 | 4.2833 | 0 | 0 | 0 | 0 | 21416.7373 | -21416.7373 | -30595.3391 | 0 | -47915280.2113 | -47915.2802 | -1455654.0824 | -47474.2053
12 | 23 | 20 | 12.2 | 0 | 0.24 | 0 | 0.35277 | 0 | 0 | 0 | 3.9617 | 0 | 0 | 0 | 0 | 19808.3432 | -19808.3432 | -28297.6332 | 0 | -47943577.8444 | -47943.5778 | -1456513.7573 | -47502.2424
12 | 23 | 21 | 11.3 | 0 | 0.24 | 0 | 0.40901 | 0 | 0 | 0 | 3.88 | 0 | 0 | 0 | 0 | 19399.9708 | -19399.9708 | -27714.244 | 0 | -47971292.0885 | -47971.2921 | -1457355.709 | -47529.7016
12 | 23 | 22 | 10.3 | 0 | 0.24 | 0 | 0.45092 | 0 | 0 | 0 | 3.9795 | 0 | 0 | 0 | 0 | 19897.3182 | -19897.3182 | -28424.7403 | 0 | -47999716.8287 | -47999.7168 | -1458219.2454 | -47557.8646
12 | 23 | 23 | 9.4 | 0 | 0.24 | 0 | 0.48842 | 0 | 0 | 0 | 3.5437 | 0 | 0 | 0 | 0 | 17718.5716 | -17718.5716 | -25312.2451 | 0 | -48025029.0738 | -48025.0291 | -1458988.225 | -47582.9439
12 | 24 | 0 | 8.7 | 0 | 0.24 | 0 | 0.50795 | 0 | 0 | 0 | 2.5164 | 0 | 0 | 0 | 0 | 12581.9767 | -12581.9767 | -17974.2525 | 0 | -48043003.3263 | -48043.0033 | -1459534.2783 | -47600.7527
12 | 24 | 1 | 7.9 | 0 | 0.24 | 0 | 0.54314 | 0 | 0 | 0 | 1.5217 | 0 | 0 | 0 | 0 | 7608.5027 | -7608.5027 | -10869.2896 | 0 | -48053872.6158 | -48053.8726 | -1459864.4845 | -47611.5219
12 | 24 | 2 | 7.2 | 0 | 0.24 | 0 | 0.5629 | 0 | 0 | 0 | 1.1494 | 0 | 0 | 0 | 0 | 5746.872 | -5746.872 | -8209.8172 | 0 | -48062082.4331 | -48062.0824 | -1460113.8967 | -47619.6561
12 | 24 | 3 | 6.1 | 0 | 0.24 | 0 | 0.57249 | 0 | 0 | 0 | 1.0663 | 0 | 0 | 0 | 0 | 5331.6554 | -5331.6554 | -7616.6506 | 0 | -48069699.0836 | -48069.6991 | -1460345.2886 | -47627.2027
12 | 24 | 4 | 5 | 0 | 0.24 | 0 | 0.57845 | 0 | 0 | 0 | 1.1033 | 0 | 0 | 0 | 0 | 5516.4496 | -5516.4496 | -7880.6423 | 0 | -48077579.726 | -48077.5797 | -1460584.7005 | -47635.0108
12 | 24 | 5 | 3.9 | 0 | 0.24 | 0 | 0.57615 | 0 | 0 | 0 | 1.0465 | 0 | 0 | 0 | 0 | 5232.4141 | -5232.4141 | -7474.8772 | 0 | -48085054.6032 | -48085.0546 | -1460811.7854 | -47642.4168
12 | 24 | 6 | 3.5 | 0 | 0.24 | 0 | 0.57422 | 0 | 0 | 0 | 1.0278 | 0 | 0 | 0 | 0 | 5138.8763 | -5138.8763 | -7341.2518 | 0 | -48092395.855 | -48092.3959 | -1461034.8108 | -47649.6905
12 | 24 | 7 | 3.2 | 2.4667 | 0.24 | 193.951 | 0.58909 | 0 | 193.951 | 0 | 0.99606 | 0 | 0 | 0 | 0 | 4980.3183 | -4786.3672 | -6837.6674 | 0 | -48099233.5225 | -48099.2335 | -1461242.5374 | -47656.4652
12 | 24 | 8 | 2.8 | 44.4 | 0.24 | 3491.1187 | 0.58049 | 0 | 3491.1187 | 0 | 1.0456 | 0 | 0 | 0 | 0 | 5227.8513 | -1736.7325 | -2481.0465 | 0 | -48101714.5689 | -48101.7146 | -1461317.911 | -47658.9235
12 | 24 | 9 | 4.1 | 54.2667 | 0.24 | 4266.9229 | 0.52697 | 0 | 4266.9229 | 0 | 1.0351 | 0 | 0 | 0 | 0 | 5175.3788 | -908.4559 | -1297.7942 | 0 | -48103012.3631 | -48103.0124 | -1461357.3376 | -47660.2093
12 | 24 | 10 | 5.4 | 63.3111 | 0.24 | 4978.0767 | 0.47147 | 0 | 4978.0767 | 0 | 0.97097 | 0 | 0 | 0 | 0 | 4854.8407 | 123.236 | 0 | 86.2652 | -48102926.0979 | -48102.9261 | -1461354.7169 | -47660.1238
12 | 24 | 11 | 6.7 | 74.8222 | 0.24 | 5883.1815 | 0.46725 | 0 | 5883.1815 | 0 | 1.086 | 0 | 0 | 0 | 0 | 5429.756 | 453.4255 | 0 | 317.3979 | -48102608.7001 | -48102.6087 | -1461345.0744 | -47659.8094
12 | 24 | 12 | 8 | 78.1111 | 0.24 | 6141.7829 | 0.44059 | 0 | 6141.7829 | 0 | 1.3613 | 0 | 0 | 0 | 0 | 6806.587 | -664.8041 | -949.7202 | 0 | -48103558.4202 | -48103.5584 | -1461373.9267 | -47660.7503
12 | 24 | 13 | 9.3 | 74 | 0.24 | 5818.5312 | 0.40405 | 0 | 5818.5312 | 0 | 1.2744 | 0 | 0 | 0 | 0 | 6371.9784 | -553.4472 | -790.6389 | 0 | -48104349.0591 | -48104.3491 | -1461397.9461 | -47661.5337
12 | 24 | 14 | 10.6 | 101.1333 | 0.24 | 7951.9926 | 0.41186 | 0 | 7951.9926 | 0 | 1.1033 | 0 | 0 | 0 | 0 | 5516.4496 | 2435.543 | 0 | 1704.8801 | -48102644.179 | -48102.6442 | -1461346.1523 | -47659.8445
12 | 24 | 15 | 9.7 | 121.5435 | 0.24 | 9556.8183 | 0.41596 | 0 | 9556.8183 | 0 | 0.93059 | 0 | 0 | 0 | 0 | 4652.9359 | 4903.8824 | 0 | 3432.7177 | -48099211.4613 | -48099.2115 | -1461241.8672 | -47656.4434
12 | 24 | 16 | 8.7 | 43.5778 | 0.24 | 3426.4684 | 0.4009 | 0 | 3426.4684 | 0 | 1.1003 | 0 | 0 | 0 | 0 | 5501.6205 | -2075.1521 | -2964.503 | 0 | -48102175.9643 | -48102.176 | -1461331.928 | -47659.3806
12 | 24 | 17 | 7.8 | 2.4667 | 0.24 | 193.951 | 0.35089 | 0 | 193.951 | 0 | 2.1975 | 0 | 0 | 0 | 0 | 10987.2711 | -10793.32 | -15419.0286 | 0 | -48117594.9929 | -48117.595 | -1461800.3542 | -47674.6577
12 | 24 | 18 | 6.5 | 0 | 0.24 | 0 | 0.42385 | 0 | 0 | 0 | 3.8985 | 0 | 0 | 0 | 0 | 19492.3679 | -19492.3679 | -27846.2399 | 0 | -48145441.2328 | -48145.4412 | -1462646.3159 | -47702.2476
12 | 24 | 19 | 5.2 | 0 | 0.24 | 0 | 0.55781 | 0 | 0 | 0 | 3.8264 | 0 | 0 | 0 | 0 | 19131.9051 | -19131.9051 | -27331.293 | 0 | -48172772.5258 | -48172.7725 | -1463476.6337 | -47729.3273
12 | 24 | 20 | 3.9 | 0 | 0.24 | 0 | 0.62037 | 0 | 0 | 0 | 3.6603 | 0 | 0 | 0 | 0 | 18301.4718 | -18301.4718 | -26144.9598 | 0 | -48198917.4856 | -48198.9175 | -1464270.911 | -47755.2316
12 | 24 | 21 | 3.2 | 0 | 0.24 | 0 | 0.63679 | 0 | 0 | 0 | 4.0424 | 0 | 0 | 0 | 0 | 20212.1528 | -20212.1528 | -28874.504 | 0 | -48227791.9896 | -48227.792 | -1465148.1111 | -47783.8403
12 | 24 | 22 | 2.4 | 0 | 0.24 | 0 | 0.63022 | 0 | 0 | 0 | 3.8686 | 0 | 0 | 0 | 0 | 19342.9356 | -19342.9356 | -27632.7651 | 0 | -48255424.7547 | -48255.4248 | -1465987.5875 | -47811.2187
12 | 24 | 23 | 1.7 | 0 | 0.24 | 0 | 0.62542 | 0 | 0 | 0 | 3.1668 | 0 | 0 | 0 | 0 | 15834.1268 | -15834.1268 | -22620.1812 | 0 | -48278044.9359 | -48278.0449 | -1466674.7829 | -47833.6306
12 | 25 | 0 | 1.1 | 0 | 0.24 | 0 | 0.59978 | 0 | 0 | 0 | 2.7156 | 0 | 0 | 0 | 0 | 13577.8122 | -13577.8122 | -19396.8746 | 0 | -48297441.8105 | -48297.4418 | -1467264.055 | -47852.849
12 | 25 | 1 | 0.6 | 0 | 0.24 | 0 | 0.58083 | 0 | 0 | 0 | 2.3348 | 0 | 0 | 0 | 0 | 11673.9755 | -11673.9755 | -16677.1078 | 0 | -48314118.9183 | -48314.1189 | -1467770.7013 | -47869.3726
12 | 25 | 2 | 0 | 0 | 0.24 | 0 | 0.55019 | 0 | 0 | 0 | 1.3134 | 0 | 0 | 0 | 0 | 6567.039 | -6567.039 | -9381.4843 | 0 | -48323500.4026 | -48323.5004 | -1468055.7084 | -47878.6677
12 | 25 | 3 | 0.6 | 0 | 0.24 | 0 | 0.51663 | 0 | 0 | 0 | 0.92351 | 0 | 0 | 0 | 0 | 4617.574 | -4617.574 | -6596.5344 | 0 | -48330096.9369 | -48330.0969 | -1468256.1095 | -47885.2035
12 | 25 | 4 | 1.1 | 0 | 0.24 | 0 | 0.50145 | 0 | 0 | 0 | 0.92374 | 0 | 0 | 0 | 0 | 4618.7148 | -4618.7148 | -6598.1639 | 0 | -48336695.1009 | -48336.6951 | -1468456.56 | -47891.7409
12 | 25 | 5 | 1.7 | 0 | 0.24 | 0 | 0.47811 | 0 | 0 | 0 | 0.87492 | 0 | 0 | 0 | 0 | 4374.6039 | -4374.6039 | -6249.4341 | 0 | -48342944.535 | -48342.9445 | -1468646.4163 | -47897.9328
12 | 25 | 6 | 3 | 0 | 0.24 | 0 | 0.41418 | 0 | 0 | 0 | 0.95774 | 0 | 0 | 0 | 0 | 4788.6798 | -4788.6798 | -6840.9712 | 0 | -48349785.5061 | -48349.7855 | -1468854.2432 | -47904.7108
12 | 25 | 7 | 4.3 | 45.1942 | 0.24 | 3553.5663 | 0.42236 | 0 | 3553.5663 | 0 | 1.4596 | 0 | 0 | 0 | 0 | 7298.2309 | -3744.6646 | -5349.5209 | 0 | -48355135.027 | -48355.135 | -1469016.7603 | -47910.0111
12 | 25 | 8 | 5.6 | 308.8239 | 0.24 | 24282.4523 | 0.37228 | 0 | 24282.4523 | 0 | 2.45 | 0 | 0 | 0 | 0 | 12250.0315 | 12032.4208 | 0 | 8422.6945 | -48346712.3325 | -48346.7123 | -1468760.881 | -47901.6659
12 | 25 | 9 | 9.1 | 570.0136 | 0.24 | 44819.4839 | 0.30731 | 0 | 44819.4839 | 0 | 2.9113 | 0 | 0 | 0 | 0 | 14556.5372 | 30262.9468 | 0 | 21184.0627 | -48325528.2697 | -48325.5283 | -1468117.3145 | -47880.6769
12 | 25 | 10 | 12.6 | 756.593 | 0.24 | 59489.9966 | 0.27009 | 0 | 59489.9966 | 0 | 2.7496 | 0 | 0 | 0 | 0 | 13747.7773 | 45742.2193 | 0 | 32019.5535 | -48293508.7162 | -48293.5087 | -1467144.5686 | -47848.9521
12 | 25 | 11 | 16.1 | 870.7462 | 0.24 | 68465.7297 | 0.2806 | 0 | 68465.7297 | 0 | 2.9866 | 0 | 0 | 0 | 0 | 14932.9698 | 53532.7599 | 0 | 37472.9319 | -48256035.7843 | -48256.0358 | -1466006.1504 | -47811.8241
12 | 25 | 12 | 16.8 | 908.03 | 0.24 | 71397.3056 | 0.30031 | 0 | 71397.3056 | 0 | 2.5684 | 0 | 0 | 0 | 0 | 12842.0575 | 58555.2481 | 0 | 40988.6737 | -48215047.1106 | -48215.0471 | -1464760.9249 | -47771.2127
12 | 25 | 13 | 17.6 | 866.791 | 0.24 | 68154.7352 | 0.31717 | 0 | 68154.7352 | 0 | 1.7489 | 0 | 0 | 0 | 0 | 8744.6449 | 59410.0903 | 0 | 41587.0632 | -48173460.0474 | -48173.46 | -1463497.5204 | -47730.0085
12 | 25 | 14 | 18.3 | 745.756 | 0.24 | 58637.9 | 0.32459 | 0 | 58637.9 | 0 | 1.1806 | 0 | 0 | 0 | 0 | 5903.1486 | 52734.7514 | 0 | 36914.326 | -48136545.7215 | -48136.5457 | -1462376.0726 | -47693.434
12 | 25 | 15 | 17 | 555.7374 | 0.24 | 43696.967 | 0.34046 | 0 | 43696.967 | 0 | 1.1067 | 0 | 0 | 0 | 0 | 5533.5602 | 38163.4068 | 0 | 26714.3848 | -48109831.3367 | -48109.8313 | -1461564.4963 | -47666.9655
12 | 25 | 16 | 15.7 | 298.4274 | 0.24 | 23464.985 | 0.35014 | 0 | 23464.985 | 0 | 1.0709 | 0 | 0 | 0 | 0 | 5354.4695 | 18110.5155 | 0 | 12677.3608 | -48097153.9759 | -48097.154 | -1461179.3613 | -47654.4048
12 | 25 | 17 | 14.4 | 38.4083 | 0.24 | 3020.0009 | 0.34353 | 0 | 3020.0009 | 0 | 1.4914 | 0 | 0 | 0 | 0 | 7456.7889 | -4436.788 | -6338.2686 | 0 | -48103492.2444 | -48103.4922 | -1461371.9163 | -47660.6848
12 | 25 | 18 | 13.1 | 0 | 0.24 | 0 | 0.34192 | 0 | 0 | 0 | 2.8616 | 0 | 0 | 0 | 0 | 14307.8635 | -14307.8635 | -20439.8049 | 0 | -48123932.0494 | -48123.932 | -1461992.8724 | -47680.9364
12 | 25 | 19 | 11.9 | 0 | 0.24 | 0 | 0.40023 | 0 | 0 | 0 | 3.5754 | 0 | 0 | 0 | 0 | 17877.1296 | -17877.1296 | -25538.7565 | 0 | -48149470.8059 | -48149.4708 | -1462768.7333 | -47706.2401
12 | 25 | 20 | 10.6 | 0 | 0.24 | 0 | 0.42474 | 0 | 0 | 0 | 3.8725 | 0 | 0 | 0 | 0 | 19362.3275 | -19362.3275 | -27660.4679 | 0 | -48177131.2738 | -48177.1313 | -1463609.0514 | -47733.6459
12 | 25 | 21 | 10.8 | 0 | 0.24 | 0 | 0.4393 | 0 | 0 | 0 | 3.7399 | 0 | 0 | 0 | 0 | 18699.5779 | -18699.5779 | -26713.6827 | 0 | -48203844.9565 | -48203.845 | -1464420.6063 | -47760.1137
12 | 25 | 22 | 10.9 | 0 | 0.24 | 0 | 0.46035 | 0 | 0 | 0 | 3.6416 | 0 | 0 | 0 | 0 | 18207.934 | -18207.934 | -26011.3343 | 0 | -48229856.2909 | -48229.8563 | -1465210.824 | -47785.8856
12 | 25 | 23 | 11.1 | 0 | 0.24 | 0 | 0.4694 | 0 | 0 | 0 | 3.0701 | 0 | 0 | 0 | 0 | 15350.4679 | -15350.4679 | -21929.2398 | 0 | -48251785.5307 | -48251.7855 | -1465877.0288 | -47807.613
12 | 26 | 0 | 10.2 | 0 | 0.24 | 0 | 0.46189 | 0 | 0 | 0 | 1.923 | 0 | 0 | 0 | 0 | 9615.0029 | -9615.0029 | -13735.7184 | 0 | -48265521.2491 | -48265.5212 | -1466294.3164 | -47821.2222
12 | 26 | 1 | 9.2 | 0 | 0.24 | 0 | 0.45744 | 0 | 0 | 0 | 1.3889 | 0 | 0 | 0 | 0 | 6944.6124 | -6944.6124 | -9920.8748 | 0 | -48275442.1239 | -48275.4421 | -1466595.7101 | -47831.0518
12 | 26 | 2 | 8.3 | 0 | 0.24 | 0 | 0.43972 | 0 | 0 | 0 | 1.0844 | 0 | 0 | 0 | 0 | 5421.7711 | -5421.7711 | -7745.3873 | 0 | -48283187.5112 | -48283.1875 | -1466831.013 | -47838.7259
12 | 26 | 3 | 8.1 | 0 | 0.24 | 0 | 0.4137 | 0 | 0 | 0 | 0.94336 | 0 | 0 | 0 | 0 | 4716.8154 | -4716.8154 | -6738.3077 | 0 | -48289925.8189 | -48289.9258 | -1467035.7211 | -47845.4022
12 | 26 | 4 | 8 | 0 | 0.24 | 0 | 0.39587 | 0 | 0 | 0 | 0.91188 | 0 | 0 | 0 | 0 | 4559.3981 | -4559.3981 | -6513.4258 | 0 | -48296439.2447 | -48296.4392 | -1467233.5973 | -47851.8556
12 | 26 | 5 | 7.8 | 0 | 0.24 | 0 | 0.3979 | 0 | 0 | 0 | 0.95637 | 0 | 0 | 0 | 0 | 4781.8356 | -4781.8356 | -6831.1937 | 0 | -48303270.4384 | -48303.2704 | -1467441.1272 | -47858.6239
12 | 26 | 6 | 8 | 0 | 0.24 | 0 | 0.40789 | 0 | 0 | 0 | 0.91097 | 0 | 0 | 0 | 0 | 4554.8353 | -4554.8353 | -6506.9075 | 0 | -48309777.3459 | -48309.7773 | -1467638.8054 | -47865.0709
12 | 26 | 7 | 8.1 | 44.2759 | 0.24 | 3481.3637 | 0.44503 | 0 | 3481.3637 | 0 | 0.9137 | 0 | 0 | 0 | 0 | 4568.5237 | -1087.16 | -1553.0858 | 0 | -48311330.4317 | -48311.3304 | -1467685.9878 | -47866.6097
12 | 26 | 8 | 8.3 | 307.9311 | 0.24 | 24212.2517 | 0.46246 | 0 | 24212.2517 | 0 | 1.049 | 0 | 0 | 0 | 0 | 5244.9618 | 18967.2899 | 0 | 13277.1029 | -48298053.3288 | -48298.0533 | -1467282.6328 | -47853.4549
12 | 26 | 9 | 8.5 | 568.8864 | 0.24 | 44730.8515 | 0.45134 | 0 | 44730.8515 | 0 | 1.1612 | 0 | 0 | 0 | 0 | 5806.1887 | 38924.6628 | 0 | 27247.264 | -48270806.0648 | -48270.8061 | -1466454.8678 | -47826.4584
12 | 26 | 10 | 8.7 | 755.3988 | 0.24 | 59396.0997 | 0.41811 | 0 | 59396.0997 | 0 | 1.3636 | 0 | 0 | 0 | 0 | 6817.9941 | 52578.1056 | 0 | 36804.6739 | -48234001.3908 | -48234.0014 | -1465336.7511 | -47789.9925
12 | 26 | 11 | 8.9 | 870.5483 | 0.24 | 68450.1659 | 0.43849 | 0 | 68450.1659 | 0 | 1.3428 | 0 | 0 | 0 | 0 | 6714.1899 | 61735.9759 | 0 | 43215.1831 | -48190786.2077 | -48190.7862 | -1464023.8848 | -47747.1752
12 | 26 | 12 | 8.9 | 908.8622 | 0.24 | 71462.745 | 0.4444 | 0 | 71462.745 | 0 | 1.5342 | 0 | 0 | 0 | 0 | 7671.2415 | 63791.5035 | 0 | 44654.0525 | -48146132.1552 | -48146.1322 | -1462667.306 | -47702.9322
12 | 26 | 13 | 8.9 | 867.7279 | 0.24 | 68228.4004 | 0.43225 | 0 | 68228.4004 | 0 | 1.2306 | 0 | 0 | 0 | 0 | 6152.963 | 62075.4374 | 0 | 43452.8062 | -48102679.3491 | -48102.6793 | -1461347.2207 | -47659.8794
12 | 26 | 14 | 8.9 | 747.8118 | 0.24 | 58799.5448 | 0.4221 | 0 | 58799.5448 | 0 | 0.96207 | 0 | 0 | 0 | 0 | 4810.3532 | 53989.1916 | 0 | 37792.4341 | -48064886.915 | -48064.8869 | -1460199.0962 | -47622.4348
12 | 26 | 15 | 9.1 | 558.601 | 0.24 | 43922.1246 | 0.40408 | 0 | 43922.1246 | 0 | 1.0271 | 0 | 0 | 0 | 0 | 5135.4541 | 38786.6704 | 0 | 27150.6693 | -48037736.2457 | -48037.7362 | -1459374.2657 | -47595.5341
12 | 26 | 16 | 9.2 | 301.4762 | 0.24 | 23704.7114 | 0.37555 | 0 | 23704.7114 | 0 | 1.1136 | 0 | 0 | 0 | 0 | 5567.7814 | 18136.9301 | 0 | 12695.851 | -48025040.3946 | -48025.0404 | -1458988.569 | -47582.9551
12 | 26 | 17 | 9.4 | 39.2907 | 0.24 | 3089.3777 | 0.3464 | 0 | 3089.3777 | 0 | 1.5185 | 0 | 0 | 0 | 0 | 7592.5328 | -4503.1551 | -6433.0787 | 0 | -48031473.4733 | -48031.4735 | -1459184.0043 | -47589.3289
12 | 26 | 18 | 9 | 0 | 0.24 | 0 | 0.36202 | 0 | 0 | 0 | 2.6681 | 0 | 0 | 0 | 0 | 13340.5456 | -13340.5456 | -19057.9222 | 0 | -48050531.3956 | -48050.5314 | -1459762.9791 | -47608.2114
12 | 26 | 19 | 8.7 | 0 | 0.24 | 0 | 0.40194 | 0 | 0 | 0 | 3.217 | 0 | 0 | 0 | 0 | 16085.0819 | -16085.0819 | -22978.6885 | 0 | -48073510.084 | -48073.5101 | -1460461.0658 | -47630.9786
12 | 26 | 20 | 8.3 | 0 | 0.24 | 0 | 0.44476 | 0 | 0 | 0 | 3.2868 | 0 | 0 | 0 | 0 | 16434.1377 | -16434.1377 | -23477.3395 | 0 | -48096987.4236 | -48096.9874 | -1461174.3015 | -47654.2398
12 | 26 | 21 | 7.8 | 0 | 0.24 | 0 | 0.49815 | 0 | 0 | 0 | 3.2214 | 0 | 0 | 0 | 0 | 16106.7553 | -16106.7553 | -23009.6505 | 0 | -48119997.074 | -48119.9971 | -1461873.3288 | -47677.0377
12 | 26 | 22 | 7.2 | 0 | 0.24 | 0 | 0.51255 | 0 | 0 | 0 | 3.0956 | 0 | 0 | 0 | 0 | 15478.2268 | -15478.2268 | -22111.7526 | 0 | -48142108.8266 | -48142.1088 | -1462545.0783 | -47698.9459
12 | 26 | 23 | 6.7 | 0 | 0.24 | 0 | 0.49901 | 0 | 0 | 0 | 2.5675 | 0 | 0 | 0 | 0 | 12837.4946 | -12837.4946 | -18339.2781 | 0 | -48160448.1047 | -48160.4481 | -1463102.2209 | -47717.1163
12 | 27 | 0 | 6.7 | 0 | 0.24 | 0 | 0.49853 | 0 | 0 | 0 | 1.6814 | 0 | 0 | 0 | 0 | 8406.9962 | -8406.9962 | -12009.9946 | 0 | -48172458.0993 | -48172.4581 | -1463467.0815 | -47729.0158
12 | 27 | 1 | 6.7 | 0 | 0.24 | 0 | 0.5179 | 0 | 0 | 0 | 1.1117 | 0 | 0 | 0 | 0 | 5558.6557 | -5558.6557 | -7940.9367 | 0 | -48180399.0361 | -48180.399 | -1463708.3251 | -47736.8836
12 | 27 | 2 | 6.7 | 0 | 0.24 | 0 | 0.51395 | 0 | 0 | 0 | 0.91211 | 0 | 0 | 0 | 0 | 4560.5388 | -4560.5388 | -6515.0554 | 0 | -48186914.0915 | -48186.9141 | -1463906.2509 | -47743.3387
12 | 27 | 3 | 6.9 | 0 | 0.24 | 0 | 0.50582 | 0 | 0 | 0 | 0.88245 | 0 | 0 | 0 | 0 | 4412.2471 | -4412.2471 | -6303.2102 | 0 | -48193217.3017 | -48193.2173 | -1464097.7408 | -47749.5839
12 | 27 | 4 | 7 | 0 | 0.24 | 0 | 0.50969 | 0 | 0 | 0 | 0.8991 | 0 | 0 | 0 | 0 | 4495.5186 | -4495.5186 | -6422.1694 | 0 | -48199639.4711 | -48199.6395 | -1464292.8447 | -47755.9469
12 | 27 | 5 | 7.2 | 0 | 0.24 | 0 | 0.51578 | 0 | 0 | 0 | 0.88177 | 0 | 0 | 0 | 0 | 4408.825 | -4408.825 | -6298.3215 | 0 | -48205937.7926 | -48205.9378 | -1464484.1861 | -47762.1873
12 | 27 | 6 | 7.4 | 0 | 0.24 | 0 | 0.52005 | 0 | 0 | 0 | 0.97599 | 0 | 0 | 0 | 0 | 4879.9362 | -4879.9362 | -6971.3374 | 0 | -48212909.13 | -48212.9091 | -1464695.9736 | -47769.0944
12 | 27 | 7 | 7.6 | 42.7457 | 0.24 | 3361.045 | 0.51996 | 0 | 3361.045 | 0 | 1.0923 | 0 | 0 | 0 | 0 | 5461.6958 | -2100.6508 | -3000.9297 | 0 | -48215910.0598 | -48215.9101 | -1464787.1411 | -47772.0677
12 | 27 | 8 | 7.8 | 306.2345 | 0.24 | 24078.8476 | 0.51979 | 0 | 24078.8476 | 0 | 1.2308 | 0 | 0 | 0 | 0 | 6154.1038 | 17924.7438 | 0 | 12547.3207 | -48203362.7391 | -48203.3627 | -1464405.9566 | -47759.6359
12 | 27 | 9 | 8.3 | 567.1015 | 0.24 | 44590.509 | 0.49789 | 0 | 44590.509 | 0 | 1.3116 | 0 | 0 | 0 | 0 | 6557.9133 | 38032.5957 | 0 | 26622.817 | -48176739.9221 | -48176.7399 | -1463597.1622 | -47733.2582
12 | 27 | 10 | 8.9 | 754.2064 | 0.24 | 59302.3405 | 0.52398 | 0 | 59302.3405 | 0 | 1.378 | 0 | 0 | 0 | 0 | 6889.8585 | 52412.482 | 0 | 36688.7374 | -48140051.1847 | -48140.0512 | -1462482.5676 | -47696.9072
12 | 27 | 11 | 9.4 | 870.3491 | 0.24 | 68434.5064 | 0.51787 | 0 | 68434.5064 | 0 | 1.4695 | 0 | 0 | 0 | 0 | 7347.2812 | 61087.2251 | 0 | 42761.0576 | -48097290.1271 | -48097.2901 | -1461183.4975 | -47654.5397
12 | 27 | 12 | 9.6 | 910.4482 | 0.24 | 71587.4456 | 0.48007 | 0 | 71587.4456 | 0 | 1.7241 | 0 | 0 | 0 | 0 | 8620.3081 | 62967.1376 | 0 | 44076.9963 | -48053213.1308 | -48053.2131 | -1459844.4495 | -47610.8685
12 | 27 | 13 | 9.8 | 868.7181 | 0.24 | 68306.2625 | 0.44889 | 0 | 68306.2625 | 0 | 1.4996 | 0 | 0 | 0 | 0 | 7497.8543 | 60808.4082 | 0 | 42565.8857 | -48010647.2451 | -48010.6472 | -1458551.3087 | -47568.6944
12 | 27 | 14 | 10 | 749.4525 | 0.24 | 58928.5489 | 0.43463 | 0 | 58928.5489 | 0 | 1.2149 | 0 | 0 | 0 | 0 | 6074.2544 | 52854.2945 | 0 | 36998.0061 | -47973649.239 | -47973.6492 | -1457427.3187 | -47532.037
12 | 27 | 15 | 9.8 | 560.6707 | 0.24 | 44084.8623 | 0.41836 | 0 | 44084.8623 | 0 | 1.1352 | 0 | 0 | 0 | 0 | 5676.1483 | 38408.714 | 0 | 26886.0998 | -47946763.1391 | -47946.7631 | -1456610.5257 | -47505.3984
12 | 27 | 16 | 9.6 | 304.0987 | 0.24 | 23910.9135 | 0.40057 | 0 | 23910.9135 | 0 | 1.5954 | 0 | 0 | 0 | 0 | 7976.9504 | 15933.963 | 0 | 11153.7741 | -47935609.365 | -47935.6094 | -1456271.6769 | -47494.3473
12 | 27 | 17 | 9.4 | 40.66 | 0.24 | 3197.0443 | 0.37269 | 0 | 3197.0443 | 0 | 3.014 | 0 | 0 | 0 | 0 | 15069.8544 | -11872.8101 | -16961.1573 | 0 | -47952570.5223 | -47952.5705 | -1456786.9526 | -47511.1523
12 | 27 | 18 | 9.4 | 0 | 0.24 | 0 | 0.36321 | 0 | 0 | 0 | 3.4707 | 0 | 0 | 0 | 0 | 17353.5459 | -17353.5459 | -24790.7799 | 0 | -47977361.3022 | -47977.3613 | -1457540.0902 | -47535.7149
12 | 27 | 19 | 9.4 | 0 | 0.24 | 0 | 0.37919 | 0 | 0 | 0 | 3.8599 | 0 | 0 | 0 | 0 | 19299.5888 | -19299.5888 | -27570.8411 | 0 | -48004932.1433 | -48004.9321 | -1458377.6854 | -47563.0319
12 | 27 | 20 | 9.4 | 0 | 0.24 | 0 | 0.41889 | 0 | 0 | 0 | 4.7878 | 0 | 0 | 0 | 0 | 23938.8362 | -23938.8362 | -34198.3374 | 0 | -48039130.4807 | -48039.1305 | -1459416.6222 | -47596.9155
12 | 27 | 21 | 9.2 | 0 | 0.24 | 0 | 0.47617 | 0 | 0 | 0 | 4.2612 | 0 | 0 | 0 | 0 | 21306.0889 | -21306.0889 | -30437.2699 | 0 | -48069567.7507 | -48069.5678 | -1460341.2988 | -47627.0726
12 | 27 | 22 | 9.1 | 0 | 0.24 | 0 | 0.51548 | 0 | 0 | 0 | 2.7938 | 0 | 0 | 0 | 0 | 13969.0741 | -13969.0741 | -19955.8201 | 0 | -48089523.5707 | -48089.5236 | -1460947.5515 | -47646.8447
12 | 27 | 23 | 8.9 | 0 | 0.24 | 0 | 0.53319 | 0 | 0 | 0 | 1.474 | 0 | 0 | 0 | 0 | 7370.0953 | -7370.0953 | -10528.7076 | 0 | -48100052.2784 | -48100.0523 | -1461267.411 | -47657.2765
12 | 28 | 0 | 8.3 | 0 | 0.24 | 0 | 0.54332 | 0 | 0 | 0 | 0.98648 | 0 | 0 | 0 | 0 | 4932.4086 | -4932.4086 | -7046.2981 | 0 | -48107098.5764 | -48107.0986 | -1461481.4757 | -47664.2579
12 | 28 | 1 | 7.8 | 0 | 0.24 | 0 | 0.54895 | 0 | 0 | 0 | 0.93104 | 0 | 0 | 0 | 0 | 4655.2173 | -4655.2173 | -6650.3104 | 0 | -48113748.8869 | -48113.7489 | -1461683.5105 | -47670.847
12 | 28 | 2 | 7.2 | 0 | 0.24 | 0 | 0.53757 | 0 | 0 | 0 | 0.93789 | 0 | 0 | 0 | 0 | 4689.4385 | -4689.4385 | -6699.1978 | 0 | -48120448.0847 | -48120.4481 | -1461887.0304 | -47677.4845
12 | 28 | 3 | 6.7 | 0 | 0.24 | 0 | 0.52812 | 0 | 0 | 0 | 0.87401 | 0 | 0 | 0 | 0 | 4370.0411 | -4370.0411 | -6242.9158 | 0 | -48126691.0005 | -48126.691 | -1462076.6886 | -47683.67
12 | 28 | 4 | 6.1 | 0 | 0.24 | 0 | 0.52678 | 0 | 0 | 0 | 0.96298 | 0 | 0 | 0 | 0 | 4814.916 | -4814.916 | -6878.4515 | 0 | -48133569.4519 | -48133.5695 | -1462285.6542 | -47690.4851
12 | 28 | 5 | 5.6 | 0 | 0.24 | 0 | 0.51341 | 0 | 0 | 0 | 1.2452 | 0 | 0 | 0 | 0 | 6225.9682 | -6225.9682 | -8894.2402 | 0 | -48142463.6922 | -48142.4637 | -1462555.859 | -47699.2975
12 | 28 | 6 | 6.3 | 0 | 0.24 | 0 | 0.5249 | 0 | 0 | 0 | 1.3296 | 0 | 0 | 0 | 0 | 6648.029 | -6648.029 | -9497.1843 | 0 | -48151960.8765 | -48151.9609 | -1462844.3811 | -47708.7072
12 | 28 | 7 | 7.1 | 31.5758 | 0.24 | 2482.7696 | 0.53294 | 0 | 2482.7696 | 0 | 1.2981 | 0 | 0 | 0 | 0 | 6490.6117 | -4007.8421 | -5725.4887 | 0 | -48157686.3652 | -48157.6864 | -1463018.32 | -47714.38
12 | 28 | 8 | 7.8 | 235.6693 | 0.24 | 18530.3946 | 0.53699 | 0 | 18530.3946 | 0 | 1.2851 | 0 | 0 | 0 | 0 | 6425.5916 | 12104.803 | 0 | 8473.3621 | -48149213.0031 | -48149.213 | -1462760.9014 | -47705.9847
12 | 28 | 9 | 8.5 | 536.9515 | 0.24 | 42219.8508 | 0.52211 | 0 | 42219.8508 | 0 | 1.2463 | 0 | 0 | 0 | 0 | 6231.6717 | 35988.1791 | 0 | 25191.7254 | -48124021.2777 | -48124.0213 | -1461995.5831 | -47681.0248
12 | 28 | 10 | 9.3 | 665.5007 | 0.24 | 52327.5179 | 0.53165 | 0 | 52327.5179 | 0 | 1.219 | 0 | 0 | 0 | 0 | 6094.7871 | 46232.7308 | 0 | 32362.9115 | -48091658.3662 | -48091.6584 | -1461012.4061 | -47648.9598
12 | 28 | 11 | 10 | 814.9379 | 0.24 | 64077.5863 | 0.4822 | 0 | 64077.5863 | 0 | 1.3536 | 0 | 0 | 0 | 0 | 6767.8031 | 57309.7832 | 0 | 40116.8483 | -48051541.5179 | -48051.5415 | -1459793.6664 | -47609.2123
12 | 28 | 12 | 10.7 | 674.3648 | 0.24 | 53024.4935 | 0.48622 | 0 | 53024.4935 | 0 | 1.5879 | 0 | 0 | 0 | 0 | 7939.3072 | 45085.1864 | 0 | 31559.6305 | -48019981.8874 | -48019.9819 | -1458834.8928 | -47577.9431
12 | 28 | 13 | 11.5 | 787.0578 | 0.24 | 61885.4091 | 0.49088 | 0 | 61885.4091 | 0 | 1.472 | 0 | 0 | 0 | 0 | 7359.829 | 54525.5801 | 0 | 38167.906 | -47981813.9814 | -47981.814 | -1457675.3615 | -47540.1266
12 | 28 | 14 | 12.2 | 672.6408 | 0.24 | 52888.9374 | 0.4961 | 0 | 52888.9374 | 0 | 1.0581 | 0 | 0 | 0 | 0 | 5290.59 | 47598.3474 | 0 | 33318.8432 | -47948495.1382 | -47948.4951 | -1456663.1434 | -47507.1145
12 | 28 | 15 | 12.2 | 533.4666 | 0.24 | 41945.8408 | 0.49757 | 0 | 41945.8408 | 0 | 0.97006 | 0 | 0 | 0 | 0 | 4850.2779 | 37095.5629 | 0 | 25966.8941 | -47922528.2442 | -47922.5282 | -1455874.2758 | -47481.3866
12 | 28 | 16 | 12.2 | 275.2154 | 0.24 | 21639.8557 | 0.48833 | 0 | 21639.8557 | 0 | 1.0465 | 0 | 0 | 0 | 0 | 5232.4141 | 16407.4416 | 0 | 11485.2091 | -47911043.0351 | -47911.043 | -1455525.358 | -47470.0071
12 | 28 | 17 | 12.2 | 38.1105 | 0.24 | 2996.5861 | 0.47429 | 0 | 2996.5861 | 0 | 1.2849 | 0 | 0 | 0 | 0 | 6424.4508 | -3427.8648 | -4896.9497 | 0 | -47915939.9848 | -47915.94 | -1455674.1261 | -47474.859
12 | 28 | 18 | 12 | 0 | 0.24 | 0 | 0.44553 | 0 | 0 | 0 | 1.5863 | 0 | 0 | 0 | 0 | 7931.3222 | -7931.3222 | -11330.4603 | 0 | -47927270.4451 | -47927.2704 | -1456018.3426 | -47486.0851
12 | 28 | 19 | 11.9 | 0 | 0.24 | 0 | 0.43583 | 0 | 0 | 0 | 1.5441 | 0 | 0 | 0 | 0 | 7720.2918 | -7720.2918 | -11028.9883 | 0 | -47938299.4334 | -47938.2994 | -1456353.4005 | -47497.0126
12 | 28 | 20 | 11.7 | 0 | 0.24 | 0 | 0.43741 | 0 | 0 | 0 | 1.3091 | 0 | 0 | 0 | 0 | 6545.3656 | -6545.3656 | -9350.5223 | 0 | -47947649.9556 | -47947.65 | -1456637.467 | -47506.2771
12 | 28 | 21 | 11.5 | 0 | 0.24 | 0 | 0.43741 | 0 | 0 | 0 | 1.2591 | 0 | 0 | 0 | 0 | 6295.5512 | -6295.5512 | -8993.6445 | 0 | -47956643.6002 | -47956.6436 | -1456910.6917 | -47515.1879
12 | 28 | 22 | 11.3 | 0 | 0.24 | 0 | 0.4231 | 0 | 0 | 0 | 1.3652 | 0 | 0 | 0 | 0 | 6825.979 | -6825.979 | -9751.3986 | 0 | -47966394.9988 | -47966.395 | -1457206.9367 | -47524.8495
12 | 28 | 23 | 11.1 | 0 | 0.24 | 0 | 0.41654 | 0 | 0 | 0 | 1.5025 | 0 | 0 | 0 | 0 | 7512.6835 | -7512.6835 | -10732.405 | 0 | -47977127.4037 | -47977.1274 | -1457532.9844 | -47535.4832
12 | 29 | 0 | 11.1 | 0 | 0.24 | 0 | 0.41316 | 0 | 0 | 0 | 1.1961 | 0 | 0 | 0 | 0 | 5980.7166 | -5980.7166 | -8543.8808 | 0 | -47985671.2846 | -47985.6713 | -1457792.5454 | -47543.9484
12 | 29 | 1 | 11.1 | 0 | 0.24 | 0 | 0.38976 | 0 | 0 | 0 | 1.0814 | 0 | 0 | 0 | 0 | 5406.9419 | -5406.9419 | -7724.2028 | 0 | -47993395.4873 | -47993.3955 | -1458027.2047 | -47551.6015
12 | 29 | 2 | 11.1 | 0 | 0.24 | 0 | 0.36799 | 0 | 0 | 0 | 1.1909 | 0 | 0 | 0 | 0 | 5954.4804 | -5954.4804 | -8506.4005 | 0 | -48001901.8879 | -48001.9019 | -1458285.627 | -47560.0296
12 | 29 | 3 | 10.7 | 0 | 0.24 | 0 | 0.36172 | 0 | 0 | 0 | 1.2333 | 0 | 0 | 0 | 0 | 6166.6515 | -6166.6515 | -8809.5022 | 0 | -48010711.39 | -48010.7114 | -1458553.2574 | -47568.758
12 | 29 | 4 | 10.4 | 0 | 0.24 | 0 | 0.34965 | 0 | 0 | 0 | 1.2514 | 0 | 0 | 0 | 0 | 6256.7672 | -6256.7672 | -8938.2389 | 0 | -48019649.6289 | -48019.6496 | -1458824.7989 | -47577.6139
12 | 29 | 5 | 10 | 0 | 0.24 | 0 | 0.3129 | 0 | 0 | 0 | 1.2507 | 0 | 0 | 0 | 0 | 6253.3451 | -6253.3451 | -8933.3501 | 0 | -48028582.979 | -48028.583 | -1459096.1918 | -47586.4651
12 | 29 | 6 | 10 | 0 | 0.24 | 0 | 0.28726 | 0 | 0 | 0 | 1.2283 | 0 | 0 | 0 | 0 | 6141.556 | -6141.556 | -8773.6514 | 0 | -48037356.6304 | -48037.3566 | -1459362.7331 | -47595.158
12 | 29 | 7 | 10 | 1.6444 | 0.24 | 129.3007 | 0.26097 | 0 | 129.3007 | 0 | 1.1357 | 0 | 0 | 0 | 0 | 5678.4297 | -5549.1291 | -7927.3272 | 0 | -48045283.9576 | -48045.284 | -1459603.5633 | -47603.0123
12 | 29 | 8 | 10 | 37 | 0.24 | 2909.2656 | 0.26176 | 0 | 2909.2656 | 0 | 1.1325 | 0 | 0 | 0 | 0 | 5662.4599 | -2753.1943 | -3933.1347 | 0 | -48049217.0923 | -48049.2171 | -1459723.0509 | -47606.9092
12 | 29 | 9 | 10.7 | 60.8444 | 0.24 | 4784.1257 | 0.25632 | 0 | 4784.1257 | 0 | 1.1314 | 0 | 0 | 0 | 0 | 5656.7563 | -872.6307 | -1246.6153 | 0 | -48050463.7076 | -48050.4637 | -1459760.9228 | -47608.1444
12 | 29 | 10 | 11.5 | 129.8777 | 0.24 | 10212.1242 | 0.27339 | 0 | 10212.1242 | 0 | 1.096 | 0 | 0 | 0 | 0 | 5479.9471 | 4732.1772 | 0 | 3312.524 | -48047151.1836 | -48047.1512 | -1459660.2891 | -47604.8623
12 | 29 | 11 | 12.2 | 102.7778 | 0.24 | 8081.2933 | 0.30535 | 0 | 8081.2933 | 0 | 1.2009 | 0 | 0 | 0 | 0 | 6004.6714 | 2076.6219 | 0 | 1453.6354 | -48045697.5482 | -48045.6975 | -1459616.128 | -47603.4221
12 | 29 | 12 | 12.8 | 81.4 | 0.24 | 6400.3843 | 0.31494 | 0 | 6400.3843 | 0 | 1.5169 | 0 | 0 | 0 | 0 | 7584.5479 | -1184.1636 | -1691.6622 | 0 | -48047389.2105 | -48047.3892 | -1459667.5203 | -47605.0982
12 | 29 | 13 | 13.3 | 92.0889 | 0.24 | 7240.8388 | 0.33264 | 0 | 7240.8388 | 0 | 1.3495 | 0 | 0 | 0 | 0 | 6747.2704 | 493.5684 | 0 | 345.4979 | -48047043.7125 | -48047.0437 | -1459657.0242 | -47604.7559
12 | 29 | 14 | 13.9 | 88.8 | 0.24 | 6982.2374 | 0.33914 | 0 | 6982.2374 | 0 | 1.0431 | 0 | 0 | 0 | 0 | 5215.3035 | 1766.9339 | 0 | 1236.8538 | -48045806.8588 | -48045.8069 | -1459619.4489 | -47603.5304
12 | 29 | 15 | 13.3 | 59.2 | 0.24 | 4654.825 | 0.32845 | 0 | 4654.825 | 0 | 0.94929 | 0 | 0 | 0 | 0 | 4746.4737 | -91.6488 | -130.9268 | 0 | -48045937.7856 | -48045.9378 | -1459623.4264 | -47603.6601
12 | 29 | 16 | 12.8 | 19.7333 | 0.24 | 1551.6083 | 0.30037 | 0 | 1551.6083 | 0 | 1.0374 | 0 | 0 | 0 | 0 | 5186.7859 | -3635.1775 | -5193.1108 | 0 | -48051130.8964 | -48051.1309 | -1459781.1918 | -47608.8054
12 | 29 | 17 | 12.2 | 0.82222 | 0.24 | 64.6503 | 0.25956 | 0 | 64.6503 | 0 | 1.138 | 0 | 0 | 0 | 0 | 5689.8368 | -5625.1864 | -8035.9806 | 0 | -48059166.877 | -48059.1669 | -1460025.3228 | -47616.7674
12 | 29 | 18 | 12 | 0 | 0.24 | 0 | 0.19609 | 0 | 0 | 0 | 1.1156 | 0 | 0 | 0 | 0 | 5578.0477 | -5578.0477 | -7968.6396 | 0 | -48067135.5166 | -48067.1355 | -1460267.4081 | -47624.6627
12 | 29 | 19 | 11.9 | 0 | 0.24 | 0 | 0.17489 | 0 | 0 | 0 | 1.0818 | 0 | 0 | 0 | 0 | 5409.2234 | -5409.2234 | -7727.4619 | 0 | -48074862.9785 | -48074.863 | -1460502.1664 | -47632.319
12 | 29 | 20 | 11.7 | 0 | 0.24 | 0 | 0.16509 | 0 | 0 | 0 | 0.99994 | 0 | 0 | 0 | 0 | 4999.7102 | -4999.7102 | -7142.4432 | 0 | -48082005.4217 | -48082.0054 | -1460719.1521 | -47639.3957
12 | 29 | 21 | 9.5 | 0 | 0.24 | 0 | 0.15458 | 0 | 0 | 0 | 0.95796 | 0 | 0 | 0 | 0 | 4789.8205 | -4789.8205 | -6842.6007 | 0 | -48088848.0224 | -48088.848 | -1460927.0285 | -47646.1753
12 | 29 | 22 | 7.2 | 0 | 0.24 | 0 | 0.15908 | 0 | 0 | 0 | 0.95135 | 0 | 0 | 0 | 0 | 4756.7401 | -4756.7401 | -6795.3429 | 0 | -48095643.3654 | -48095.6434 | -1461133.4693 | -47652.9081
12 | 29 | 23 | 5 | 0 | 0.24 | 0 | 0.1661 | 0 | 0 | 0 | 0.91325 | 0 | 0 | 0 | 0 | 4566.2423 | -4566.2423 | -6523.2033 | 0 | -48102166.5687 | -48102.1666 | -1461331.6426 | -47659.3713
12 | 30 | 0 | 4.1 | 0 | 0.24 | 0 | 0.18385 | 0 | 0 | 0 | 0.80443 | 0 | 0 | 0 | 0 | 4022.126 | -4022.126 | -5745.8943 | 0 | -48107912.463 | -48107.9125 | -1461506.2014 | -47665.0643
12 | 30 | 1 | 3.1 | 0 | 0.24 | 0 | 0.21342 | 0 | 0 | 0 | 0.77454 | 0 | 0 | 0 | 0 | 3872.6936 | -3872.6936 | -5532.4195 | 0 | -48113444.8825 | -48113.4449 | -1461674.2749 | -47670.5458
12 | 30 | 2 | 2.2 | 0 | 0.24 | 0 | 0.24288 | 0 | 0 | 0 | 0.78138 | 0 | 0 | 0 | 0 | 3906.9148 | -3906.9148 | -5581.3069 | 0 | -48119026.1894 | -48119.0262 | -1461843.8336 | -47676.0757
12 | 30 | 3 | 1.7 | 0 | 0.24 | 0 | 0.26344 | 0 | 0 | 0 | 0.78914 | 0 | 0 | 0 | 0 | 3945.6988 | -3945.6988 | -5636.7125 | 0 | -48124662.9019 | -48124.6629 | -1462015.0755 | -47681.6605
12 | 30 | 4 | 1.1 | 0 | 0.24 | 0 | 0.25149 | 0 | 0 | 0 | 0.86785 | 0 | 0 | 0 | 0 | 4339.242 | -4339.242 | -6198.9172 | 0 | -48130861.8191 | -48130.8618 | -1462203.397 | -47687.8024
12 | 30 | 5 | 0.6 | 0 | 0.24 | 0 | 0.2316 | 0 | 0 | 0 | 0.90549 | 0 | 0 | 0 | 0 | 4527.4583 | -4527.4583 | -6467.7976 | 0 | -48137329.6167 | -48137.3296 | -1462399.8871 | -47694.2107
12 | 30 | 6 | 0.2 | 0 | 0.24 | 0 | 0.21617 | 0 | 0 | 0 | 0.88177 | 0 | 0 | 0 | 0 | 4408.825 | -4408.825 | -6298.3215 | 0 | -48143627.9382 | -48143.6279 | -1462591.2285 | -47700.451
12 | 30 | 7 | -0.2 | 2.4667 | 0.24 | 193.951 | 0.22 | 0 | 193.951 | 0 | 0.77385 | 0 | 0 | 0 | 0 | 3869.2715 | -3675.3205 | -5250.4578 | 0 | -48148878.396 | -48148.8784 | -1462750.7361 | -47705.6531
12 | 30 | 8 | -0.6 | 48.5111 | 0.24 | 3814.3705 | 0.22045 | 0 | 3814.3705 | 0 | 0.76906 | 0 | 0 | 0 | 0 | 3845.3167 | -30.9463 | -44.209 | 0 | -48148922.605 | -48148.9226 | -1462752.0791 | -47705.6969
12 | 30 | 9 | -0.8 | 265.1145 | 0.24 | 20845.6366 | 0.18986 | 0 | 20845.6366 | 0 | 0.79576 | 0 | 0 | 0 | 0 | 3978.7792 | 16866.8574 | 0 | 11806.8002 | -48137115.8048 | -48137.1158 | -1462393.3915 | -47693.9988
12 | 30 | 10 | -0.9 | 75.6444 | 0.24 | 5947.8319 | 0.16625 | 0 | 5947.8319 | 0 | 0.82724 | 0 | 0 | 0 | 0 | 4136.1965 | 1811.6354 | 0 | 1268.1448 | -48135847.66 | -48135.8477 | -1462354.8656 | -47692.7423
12 | 30 | 11 | -1.1 | 81.4 | 0.24 | 6400.3843 | 0.16106 | 0 | 6400.3843 | 0 | 1.0264 | 0 | 0 | 0 | 0 | 5132.032 | 1268.3523 | 0 | 887.8466 | -48134959.8134 | -48134.9598 | -1462327.8931 | -47691.8627
12 | 30 | 12 | -1.1 | 566.0603 | 0.24 | 44508.6455 | 0.14114 | 0 | 44508.6455 | 0 | 1.3442 | 0 | 0 | 0 | 0 | 6721.0342 | 37787.6113 | 0 | 26451.3279 | -48108508.4855 | -48108.5085 | -1461524.3084 | -47665.6548
12 | 30 | 13 | -1.1 | 775.0039 | 0.24 | 60937.623 | 0.13967 | 0 | 60937.623 | 0 | 1.1261 | 0 | 0 | 0 | 0 | 5630.5201 | 55307.1029 | 0 | 38714.972 | -48069793.5135 | -48069.7935 | -1460348.1574 | -47627.2962
12 | 30 | 14 | -1.1 | 720.3735 | 0.24 | 56642.1052 | 0.13996 | 0 | 56642.1052 | 0 | 0.82336 | 0 | 0 | 0 | 0 | 4116.8045 | 52525.3006 | 0 | 36767.7104 | -48033025.803 | -48033.0258 | -1459231.1636 | -47590.867
12 | 30 | 15 | -1.1 | 552.9984 | 0.24 | 43481.6008 | 0.13715 | 0 | 43481.6008 | 0 | 0.75355 | 0 | 0 | 0 | 0 | 3767.7488 | 39713.852 | 0 | 27799.6964 | -48005226.1067 | -48005.2261 | -1458386.6159 | -47563.3232
12 | 30 | 16 | -1.1 | 313.6734 | 0.24 | 24663.7595 | 0.12379 | 0 | 24663.7595 | 0 | 0.75309 | 0 | 0 | 0 | 0 | 3765.4674 | 20898.2921 | 0 | 14628.8045 | -47990597.3022 | -47990.5973 | -1457942.1965 | -47548.8291
12 | 30 | 17 | -1.1 | 44.8092 | 0.24 | 3523.2906 | 0.10658 | 0 | 3523.2906 | 0 | 0.80716 | 0 | 0 | 0 | 0 | 4035.8145 | -512.5238 | -732.1769 | 0 | -47991329.4791 | -47991.3295 | -1457964.4399 | -47549.5545
12 | 30 | 18 | -1.3 | 0 | 0.24 | 0 | 0.11794 | 0 | 0 | 0 | 0.86078 | 0 | 0 | 0 | 0 | 4303.8802 | -4303.8802 | -6148.4002 | 0 | -47997477.8793 | -47997.4779 | -1458151.2267 | -47555.6463
12 | 30 | 19 | -1.5 | 0 | 0.24 | 0 | 0.14449 | 0 | 0 | 0 | 0.89796 | 0 | 0 | 0 | 0 | 4489.8151 | -4489.8151 | -6414.0215 | 0 | -48003891.9009 | -48003.8919 | -1458346.0831 | -47562.0013
12 | 30 | 20 | -1.7 | 0 | 0.24 | 0 | 0.14888 | 0 | 0 | 0 | 0.90526 | 0 | 0 | 0 | 0 | 4526.3176 | -4526.3176 | -6466.1681 | 0 | -48010358.0689 | -48010.3581 | -1458542.5236 | -47568.4079
12 | 30 | 21 | -1.7 | 0 | 0.24 | 0 | 0.17127 | 0 | 0 | 0 | 0.91393 | 0 | 0 | 0 | 0 | 4569.6644 | -4569.6644 | -6528.0921 | 0 | -48016886.161 | -48016.8862 | -1458740.8454 | -47574.8759
12 | 30 | 22 | -1.7 | 0 | 0.24 | 0 | 0.19995 | 0 | 0 | 0 | 0.93264 | 0 | 0 | 0 | 0 | 4663.2022 | -4663.2022 | -6661.7175 | 0 | -48023547.8785 | -48023.5479 | -1458943.2267 | -47581.4763
12 | 30 | 23 | -1.7 | 0 | 0.24 | 0 | 0.19727 | 0 | 0 | 0 | 0.87355 | 0 | 0 | 0 | 0 | 4367.7596 | -4367.7596 | -6239.6566 | 0 | -48029787.5351 | -48029.7875 | -1459132.7859 | -47587.6585
12 | 31 | 0 | -1.7 | 0 | 0.24 | 0 | 0.19781 | 0 | 0 | 0 | 0.788 | 0 | 0 | 0 | 0 | 3939.9952 | -3939.9952 | -5628.5646 | 0 | -48035416.0997 | -48035.4161 | -1459303.7802 | -47593.2353
12 | 31 | 1 | -1.7 | 0 | 0.24 | 0 | 0.26904 | 0 | 0 | 0 | 0.75925 | 0 | 0 | 0 | 0 | 3796.2664 | -3796.2664 | -5423.2377 | 0 | -48040839.3375 | -48040.8393 | -1459468.5368 | -47598.6086
12 | 31 | 2 | -1.7 | 0 | 0.24 | 0 | 0.30161 | 0 | 0 | 0 | 0.74351 | 0 | 0 | 0 | 0 | 3717.5578 | -3717.5578 | -5310.7968 | 0 | -48046150.1343 | -48046.1501 | -1459629.8775 | -47603.8705
12 | 31 | 3 | -1.7 | 0 | 0.24 | 0 | 0.3433 | 0 | 0 | 0 | 0.74146 | 0 | 0 | 0 | 0 | 3707.2914 | -3707.2914 | -5296.1306 | 0 | -48051446.2649 | -48051.4463 | -1459790.7726 | -47609.1179
12 | 31 | 4 | -1.7 | 0 | 0.24 | 0 | 0.36775 | 0 | 0 | 0 | 0.76404 | 0 | 0 | 0 | 0 | 3820.2212 | -3820.2212 | -5457.4589 | 0 | -48056903.7238 | -48056.9037 | -1459956.5688 | -47614.5251
12 | 31 | 5 | -1.7 | 0 | 0.24 | 0 | 0.36684 | 0 | 0 | 0 | 0.7775 | 0 | 0 | 0 | 0 | 3887.5228 | -3887.5228 | -5553.604 | 0 | -48062457.3278 | -48062.4573 | -1460125.2859 | -47620.0276
12 | 31 | 6 | -1.3 | 0 | 0.24 | 0 | 0.36601 | 0 | 0 | 0 | 0.80397 | 0 | 0 | 0 | 0 | 4019.8446 | -4019.8446 | -5742.6351 | 0 | -48068199.9629 | -48068.2 | -1460299.7457 | -47625.7174
12 | 31 | 7 | -1 | 13.224 | 0.24 | 1039.7856 | 0.37004 | 0 | 1039.7856 | 0 | 0.79462 | 0 | 0 | 0 | 0 | 3973.0757 | -2933.2901 | -4190.4144 | 0 | -48072390.3773 | -48072.3904 | -1460427.0494 | -47629.8692
12 | 31 | 8 | -0.6 | 129.9686 | 0.24 | 10219.279 | 0.38321 | 0 | 10219.279 | 0 | 0.78412 | 0 | 0 | 0 | 0 | 3920.6033 | 6298.6757 | 0 | 4409.073 | -48067981.3043 | -48067.9813 | -1460293.1029 | -47625.5007
12 | 31 | 9 | -1 | 87.1556 | 0.24 | 6852.9367 | 0.38723 | 0 | 6852.9367 | 0 | 0.78731 | 0 | 0 | 0 | 0 | 3936.5731 | 2916.3636 | 0 | 2041.4545 | -48065939.8498 | -48065.9398 | -1460231.084 | -47623.4781
12 | 31 | 10 | -1.3 | 143.6457 | 0.24 | 11294.6924 | 0.37318 | 0 | 11294.6924 | 0 | 0.82268 | 0 | 0 | 0 | 0 | 4113.3824 | 7181.31 | 0 | 5026.917 | -48060912.9328 | -48060.9129 | -1460078.3676 | -47618.4974
12 | 31 | 11 | -1.7 | 75.6444 | 0.24 | 5947.8319 | 0.37787 | 0 | 5947.8319 | 0 | 1.036 | 0 | 0 | 0 | 0 | 5179.9416 | 767.8903 | 0 | 537.5232 | -48060375.4096 | -48060.3754 | -1460062.0378 | -47617.9648
12 | 31 | 12 | -1.7 | 78.9333 | 0.24 | 6206.4333 | 0.39437 | 0 | 6206.4333 | 0 | 1.4348 | 0 | 0 | 0 | 0 | 7173.8941 | -967.4608 | -1382.0868 | 0 | -48061757.4965 | -48061.7575 | -1460104.0252 | -47619.3342
12 | 31 | 13 | -1.7 | 74.8222 | 0.24 | 5883.1815 | 0.37805 | 0 | 5883.1815 | 0 | 1.3819 | 0 | 0 | 0 | 0 | 6909.2505 | -1026.0689 | -1465.8128 | 0 | -48063223.3093 | -48063.2233 | -1460148.5562 | -47620.7865
12 | 31 | 14 | -1.7 | 64.1333 | 0.24 | 5042.727 | 0.34835 | 0 | 5042.727 | 0 | 1.1377 | 0 | 0 | 0 | 0 | 5688.6961 | -645.9691 | -922.8129 | 0 | -48064146.1222 | -48064.1461 | -1460176.5911 | -47621.7008
12 | 31 | 15 | -1.9 | 44.4 | 0.24 | 3491.1187 | 0.28751 | 0 | 3491.1187 | 0 | 1.08 | 0 | 0 | 0 | 0 | 5400.0977 | -1908.979 | -2727.1128 | 0 | -48066873.235 | -48066.8732 | -1460259.4401 | -47624.4028
12 | 31 | 16 | -2 | 90.8936 | 0.24 | 7146.8582 | 0.24361 | 0 | 7146.8582 | 0 | 1.1209 | 0 | 0 | 0 | 0 | 5604.2839 | 1542.5743 | 0 | 1079.802 | -48065793.433 | -48065.7934 | -1460226.6359 | -47623.333
12 | 31 | 17 | -2.2 | 8.6473 | 0.24 | 679.9243 | 0.19272 | 0 | 679.9243 | 0 | 1.171 | 0 | 0 | 0 | 0 | 5855.239 | -5175.3148 | -7393.3068 | 0 | -48073186.7398 | -48073.1867 | -1460451.2427 | -47630.6582
12 | 31 | 18 | -2.8 | 0 | 0.24 | 0 | 0.19711 | 0 | 0 | 0 | 1.2431 | 0 | 0 | 0 | 0 | 6215.7018 | -6215.7018 | -8879.574 | 0 | -48082066.3139 | -48082.0663 | -1460721.0019 | -47639.4561
12 | 31 | 19 | -3.3 | 0 | 0.24 | 0 | 0.24201 | 0 | 0 | 0 | 1.2847 | 0 | 0 | 0 | 0 | 6423.3101 | -6423.3101 | -9176.1573 | 0 | -48091242.4712 | -48091.2425 | -1460999.7713 | -47648.5478
12 | 31 | 20 | -3.9 | 0 | 0.24 | 0 | 0.31964 | 0 | 0 | 0 | 1.2719 | 0 | 0 | 0 | 0 | 6359.4307 | -6359.4307 | -9084.9009 | 0 | -48100327.3721 | -48100.3274 | -1461275.7683 | -47657.549
12 | 31 | 21 | -4.3 | 0 | 0.24 | 0 | 0.41663 | 0 | 0 | 0 | 1.2509 | 0 | 0 | 0 | 0 | 6254.4858 | -6254.4858 | -8934.9797 | 0 | -48109262.3519 | -48109.2624 | -1461547.2107 | -47666.4018
12 | 31 | 22 | -4.6 | 0 | 0.24 | 0 | 0.45405 | 0 | 0 | 0 | 1.2498 | 0 | 0 | 0 | 0 | 6248.7823 | -6248.7823 | -8926.8318 | 0 | -48118189.1837 | -48118.1892 | -1461818.4056 | -47675.2464
12 | 31 | 23 | -5 | 0 | 0.24 | 0 | 0.51086 | 0 | 0 | 0 | 0.9915 | 0 | 0 | 0 | 0 | 4957.5042 | -4957.5042 | -7082.1488 | 0 | -48125271.3325 | -48125.2713 | -1462033.5595 | -47682.2634